## Face Sheet
State of California
Department of Consumer Affairs
July 2025
DIRECTORY OF
CERTIFIED
INSULATION
MATERIALS
Sorted By
TYPE
and
MANUFACTURER
Bureau of Household Goods And Services
Gavin Newsom, Governor
State of California
Kimberly Kirchmeyer, Director
Department of Consumer Affairs
Claire Goldstene, Deputy Bureau Chief
Bureau of Household Goods and Services
bhgs.dca.ca.gov

## Foreword
FOREWORD
California law states that every insulation manufacturer who sells insulation material in California shall hold an insulation manufacturing license issued by the California Department of Consumer Affairs' Bureau of Household Goods and Services (California Business & Professions Code Section (BPC) § 19059.7). In addition, the law states that all insulation sold and installed in California must be certified to be in compliance with California insulation quality standards (BPC § 19165).
The current standards cover 13 types of insulation frequently used in the ceilings, walls, and floors of homes and buildings. Insulation must meet standards for resistance to heat flow (R-value), fire safety, corrosion and fungi resistance; for changes in size, odor, pliability, settling, bond strength and deflection; and for separation by air movement, when appropriate. California law (BPC § 19165) mandates that the Bureau of Household Goods and Services periodically publish and update a DIRECTORY OF CERTIFIED INSULATION MATERIALS, which lists insulation materials certified by the bureau, on the basis of approved laboratory tests, that are in compliance with state law. This directory of insulation materials describes the material and its application, and states the R-value of the material. Although the directory is intended to include all certified material, some materials may have been certified or decertified after the directory was published. The Bureau of Household Goods and Services maintains an up-to-date list of certified insulation materials.
The primary function of the Bureau’s quality standards program is to protect consumers by ensuring that:
· claims for product efficiency, properties, and performance are accurate;
· insulation materials are truthfully labeled;
· insulation materials are fire-retardant and safe to use; and
· only certified insulation is sold or installed in California.
If you have any complaints or concerns, please contact the Bureau of Household Goods and Services at (916) 999-2041 or you may e-mail us at: homeproducts@dca.ca.gov.
The bureau inspects the products of manufacturers, distributors, installers, and retailers to determine their compliance with the insulation quality standards. The bureau also conducts independent performance tests of insulation materials sold in the state to assure continued compliance with the quality standards. Insulation is one of the best investments a homeowner can make to save energy. Proper insulation can:
· save as much as one-half on cooling and heating costs;
· reduce the operating time for air conditioning and heating equipment, extending their performance and reducing maintenance;
· allow homes to be cooled and heated with smaller, less expensive equipment;
· make homes more comfortable; and
· add to the resale value of homes.
INTRODUCTION
This directory identifies insulation materials that have been certified as complying with the regulations enforced by the Bureau.
REGULATIONS
The text of the regulations can be found in the California Code of Regulations, Title 24, Part 12, Chapter 12-13. All manufacturers of insulation materials covered by these regulations that have not been certified as complying with the standards, may not market their materials for installation in California. Any person selling uncertified insulation for installation in California violates state law.
RECENT CERTIFICATIONS
To determine if an insulation material has been certified or decertified after this directory was published, contact the Bureau of Household Goods and Services (BHGS) at (916) 999-2041 or you may e-mail us at homeproducts@dca.ca.gov. Mailing address: 4244 South Market Court, Suite D, Sacramento, CA 95834-1243.
OBTAINING DOCUMENTS
Copies of the directory and current regulations are available online from the following links:
Link to directory:
https://bhgs.dca.ca.gov/consumers/ti_directory.pdf
Insulation laws and regulations:
https://bhgs.dca.ca.gov/laws/insulation_regs.pdf
The regulations are also available on the Building Standards Commission's website at:
https://www.dgs.ca.gov/BSC/Codes
EXPLANATION OF INFORMATION IN THE DIRECTORY
The following information is included in this directory:
1. Form
Insulation materials are divided into six physical forms: blanket, board, foil, foam and spray, rigid stock, and loose fill. The kind of insulating material marketed in each form is also indicated.
2. Manufacturer and Brand Name
Under each form and kind of insulating material, products are listed in alphabetical order by manufacturer and brand name.
3. Material, Type, Facings
Products are then listed by material and by construction type (whether the product is all one material or contains two or more materials). If a facing is attached to the material, the type of facing is indicated.
4. Primary Use, Usage Exposure, Vapor Barrier
The primary (most frequent) use of the products is stated by the manufacturer. If a product is designed to be fire-resistant when the product is left uncovered, this is indicated in the "Designed for Exposed Applications?" column. If a product is designed to resist moisture, this is indicated in the "Acts as vapor barrier?" column.
5. Labeled Product Thickness
Labeled product thickness is given in decimal inches for boards, battings, and blankets. Manufacturers producing insulation products with the same identification and description in increments of thickness of 1/8 inch may also produce thicknesses less than 1/8 inch, on special order, as products certified by the Bureau.
6. Labeled Thermal Performance
The thermal performance, as labeled on the product and supported by test results, and any lowered R-value, is stated. Thermal performance of building insulations is stated in R-value. Other insulations use K-, C-, or R-values, as appropriate. For loose-fill insulation, spray-applied insulation, field-applied foam, and foam block, thermal performance is shown per inch.
R-value is a measure of insulation effectiveness. The higher the R-value, the higher the insulation effectiveness. R-value also represents resistance to heat flow and can be expressed mathematically as the reciprocal of the U-value. The U-value is the amount of heat in BTUs which moves through a square foot of material for each degree F of temperature difference.
K-value, or conductivity, is the U-value of a material per inch.
C-value, or conductance, is the U-value of the entire thickness of the material.
BTU means British Thermal Unit; a unit of heat equal to the amount of heat required to raise one pound of water one-degree Fahrenheit at one atmosphere pressure or the approximate amount of heat given off by the burning of a wooden match.

## Instructions
This directory is formatted to be able to find a product directly by Manufacturer name and product type.
Click on the Red Tab labeled MFG List to identify the manufacturer and product category (if more than one product), then click on the Manufacturer and the link will take you to the top of the listing for that product under that category.
If you choose to go to a particular type of Insulation (e.g., Blanket, Board), the Manufacturers and products are listed in product type order, then Manufacturer's name order. You can use the 'Find' function of Excel (CTRL-F) to navigate to certain information. Tabs are located at the bottom of the Workbook for each type of Insulation, click on the appropriate tab for the type of insulation you wish to review.
The Brand Code for each Manufacturer is listed on the left of the spreadsheet. Moving the cursor over the brand code brings up a comment box that gives you the full brand code name.
If you have any questions about using this directory, please contact the Bureau of Household Goods and Services at (916) 999-2041 or you may e-mail us at: homeproducts@dca.ca.gov

## MFG List
Manufacturer | Insulation Type | License Number
Amrize Building Envelope LLC | Polyisocyanurate Board | T 1545
Amrize Building Envelope LLC | Polyurethane Spray or Field Applied | T 1558
Applegate Greenfiber Aquisition, LLC | Cellulose Fiber Loose Fill | T 1548
Applegate Greenfiber Aquisition, LLC | Cellulose Fiber Spray or Field Applied | T 1548
Atlas Molded Products | Polystyrene Board | T 1472
Atlas Roofing Corporation | Polyisocyanurate Board | T 1231
BASF Corporation | Polystyrene Board | T 1533
BASF Corporation | Polyurethane Spray or Field Applied | T 1153
BASF Corporation (Spray-Applied PUF) | Polyurethane Spray or Field Applied | T 1423
Carlisle Coatings and Waterproofing | Polyisocyanurate Board | T 1501
Carlisle Fibers LLC | Cellulose Fiber Blanket | T 1550
Carlisle Spray Foam Insulation | Polyurethane Spray or Field Applied | T 1513
Carlisle Syntec Inc | Polyisocyanurate Board | T 1418
Certainteed Corporation | Mineral Fiber Blanket | T 1023
Certainteed Corporation | Mineral Fiber Board | T 1023
Certainteed Corporation | Mineral Fiber Loose Fill | T 1023
Certainteed Corporation | Mineral Fiber Water Heater Kits, Duct & Pipe Wrap | T 1023
Covertech Flexible Packaging A Division of Balcan Innovation Inc | Reflective Foil | T 1354
Covertech Flexible Packaging A Division of Balcan Innovation Inc | Radiant Barrier | T 1354
Creative Polymer Solutions, LLC. | Polyurethane Spray or Field Applied | T 1549
DAP Global Inc. | Polyurethane Spray or Field Applied | T 1343
Duna USA Inc. | Polyisocyanurate Rigid Stock | T 1476
DuPont de Nemours | Polyisocyanurate Board | T 1534
DuPont de Nemours | Polystyrene Board | T 1535
DuPont de Nemours | Polystyrene Rigid Stock | T 1535
DuPont de Nemours | Polyurethane Spray or Field Applied | T 1536
Environmentally Safe Products Inc. | Reflective Foil | T 1281
Fi-Foil Company Inc. | Reflective Foil | T 1390
Fi-Foil Company Inc. | Radiant Barrier | T 1390
Franklin International | Polyurethane Spray or Field Applied | T 1525
GAF Materials Corp | Polyisocyanurate Board | T 1454
General Coatings Manufacturing Corporation | Polyurethane Spray or Field Applied | T 1491
Green Shield Products, LLC. | Polyurethane Spray or Field Applied | T 1552
Henry A Carlisle Company | Cellulose Fiber Blanket | T 1554
Henry A Carlisle Company | Polyurethane Spray or Field Applied | T 1228
Hunter Panels | Polyisocyanurate Board | T 1420
Huntsman Building Solutions USA LLC | Polyurethane Spray or Field Applied | T 1499
ICC Acquisitions Corporation | Cellulose Fiber Spray or Field Applied | T 1551
ICP Building Solutions Group | Polyurethane Spray or Field Applied | T 1540
Innovative Insulation Inc. | Reflective Foil | T 1408
Innovative Insulation Inc. | Radiant Barrier | T 1408
Insulfoam | Polystyrene Board | T 1482
Insul-Quilts, Inc. | Mineral Fiber Blanket | T 1175
Insul-Quilts, Inc. | Radiant Barrier | T 1522
Insul-Therm International Inc. | Mineral Fiber Blanket | T 1245
International Insulation Products | Radiant Barrier | T 1512
International Insulation Products | Reflective Foil | T 1512
Johns Manville | Polyisocyanurate Rigid Stock | T 1341
Johns Manville | Mineral Aggregate Board | T 1288
Johns Manville | Mineral Fiber Blanket | T 1039
Johns Manville | Mineral Fiber Board | T 1039
Johns Manville | Mineral Fiber Loose Fill | T 1039
Johns Manville | Mineral Fiber Spray or Field Applied | T 1039
Johns Manville | Mineral Fiber Water Heater Kits, Duct & Pipe Wrap | T 1039
Johns Manville | Polyisocyanurate Board | T 1341
Johns Manville | Polyisocyanurate Water Heater Kits, Duct & Pipe Wrap | T 1341
Johns Manville | Polyurethane Spray or Field Applied | T 1468
Kingspan Insulation LLC | Polystyrene Board | T 1506
Kingspan Insulation LLC | Polyisocyanurate Board | T 1538
Kingspan Insulation LLC | Polyisocyanurate Rigid Stock | T 1538
Knauf Insulation | Mineral Fiber Blanket | T 1002
Knauf Insulation | Mineral Fiber Board | T 1002
Knauf Insulation | Mineral Fiber Loose Fill | T 1002
Knauf Insulation | Mineral Fiber Water Heater Kits, Duct & Pipe Wrap | T 1002
Lamtec Corporation | Radiant Barrier | T 1489
M-D Building Products Inc. | Mineral Fiber Water Heater Kits, Duct & Pipe Wrap | T 1120
M-D Building Products Inc. | Reflective Foil | T 1120
Mountain Fiber Insulation Inc. | Cellulose Fiber Loose Fill | T 1405
Mountain Fiber Insulation Inc. | Cellulose Fiber Spray or Field Applied | T 1405
Natural Polymers LLC | Polyurethane Spray or Field Applied | T 1539
NCFI Polyurethanes | Polyurethane Spray or Field Applied | T 1401
Owens Corning Foam Insulation LLC | Polystyrene Board | T 1427
Owens Corning Insulating Systems LLC | Mineral Fiber Blanket | T 1428
Owens Corning Insulating Systems LLC | Mineral Fiber Board | T 1428
Owens Corning Insulating Systems LLC | Mineral Fiber Loose Fill | T 1428
Owens Corning Insulating Systems LLC | Mineral Fiber Water Heater Kits, Duct & Pipe Wrap | T 1428
Pittsburgh Corning Corporation | Cellular Glass Board | T 1036
Poliestireno Alfa Gamma S.A. de C.V. | Polystyrene Board | T 1470
Polyglass USA | Polyisocyanurate Board | T 1529
Polyglass USA | Polyurethane Spray or Field Applied | T 1529
Premier Building Systems | Polystyrene Board | T 1563
Quadrant Performance Materials, LLC | Polyurethane Spray or Field Applied | T 1553
Reflectix, Inc. | Reflective Foil | T 1543
Resisto | Reflective Foil | T 1469
Rhino Linings Corporation | Polyurethane Spray or Field Applied | T 1490
RMAX | Polyisocyanurate Board | T 1523
Rockwool | Mineral Fiber Blanket | T 1360
Rockwool | Mineral Fiber Board | T 1360
Service Partners LLC | Radiant Barrier | T 1516
Silvercote | Mineral Fiber Blanket | T 1557
Silvercote | Mineral Fiber Water Heater Kits, Duct & Pipe Wrap | T 1557
Siplast Inc. | Polystyrene Board | T 1320
SWD Urethane Company | Polyurethane Spray or Field Applied | T 1031
Thermafiber Inc. | Mineral Fiber Board | T 1437
Tiger Foam Insulation | Polyurethane Spray or Field Applied | T 1528
Versico Inc. | Polyisocyanurate Board | T 1419

## Blanket
BHGS - THERMAL INSULATION DIRECTORY BLANKET INSULATION MANUFACTURERS/PRIVATE LABELS
Brand Code* | Product ID | Material | Type | Facing | Primary Use | Designed for Exposed Applica-tions? | Acts as a Vapor Retarder? (Class I / II) | Labeled Product Thickness Inches | Labeled Thermal Perfor-mance | R, K or C Value
Cellulose Fiber Blanket
Carlisle Fibers LLC - T 1550 |  |  |  | Updated 07/29/2025
UTT | ULTRATOUCHR13 | CELLULOSE | SINGLE MATERIAL | NONE | CLG WALL FLR | YES | NO | 3.79 | 13 | R
UTT | ULTRATOUCHR19 | CELLULOSE | SINGLE MATERIAL | NONE | CLG WALL FLR | YES | NO | 5.5 | 19 | R
UTT | ULTRATOUCHR21 | CELLULOSE | SINGLE MATERIAL | NONE | CLG WALL FLR | YES | NO | 5.8 | 21 | R
* DESCRIPTION OF BRAND CODES:
UTT = ULTRATOUCH
Henry A Carlisle Company - T 1554 |  |  |  | Updated 04/12/2024
UTT | ULTRATOUCHR13 | CELLULOSE | SINGLE MATERIAL | NONE | CLG WALL FLR | YES | NO | 3.79 | 13 | R
* DESCRIPTION OF BRAND CODES:
UTT = ULTRATOUCH
Mineral Fiber Blanket
Certainteed Corporation - T 1023 |  |  |  | Updated 10/20/2024
CT | ACOUSTABLANKET | FIBERGLASS | SINGLE MATERIAL | OTHER | CLG WALL | YES | NO | 0.5 | 2.1 | R
CT | ACOUSTABLANKET | FIBERGLASS | SINGLE MATERIAL | OTHER | CLG WALL | YES | NO | 1 | 4.2 | R
CT | ACOUSTABLANKET | FIBERGLASS | SINGLE MATERIAL | OTHER | CLG WALL | YES | NO | 1.5 | 6.3 | R
CT | ACOUSTABLANKET | FIBERGLASS | SINGLE MATERIAL | OTHER | CLG WALL | YES | NO | 2 | 8.3 | R
CT | BUILDING INSULATION | FIBERGLASS | FACED SINGLE MATERIAL | METAL | CLG WALL FLR | NO | YES | 3.5 | 11 | R
CT | BUILDING INSULATION | FIBERGLASS | FACED SINGLE MATERIAL | METAL | CLG WALL FLR | NO | YES | 6.25 | 19 | R
CT | BUILDING INSULATION | FIBERGLASS | FACED SINGLE MATERIAL | METAL | CLG WALL FLR | NO | YES | 10 | 30 | R
CT | BUILDING INSULATION | FIBERGLASS | FACED SINGLE MATERIAL | PAPER | CEILING | NO | YES | 3.5 | 11 | R
CT | BUILDING INSULATION | FIBERGLASS | FACED SINGLE MATERIAL | PAPER | CEILING | NO | YES | 6.25 | 19 | R
CT | BUILDING INSULATION | FIBERGLASS | FACED SINGLE MATERIAL | PAPER | CEILING | NO | YES | 8.25 | 30 | R
CT | BUILDING INSULATION | FIBERGLASS | FACED SINGLE MATERIAL | PAPER | CEILING | NO | YES | 10 | 38 | R
CT | BUILDING INSULATION | FIBERGLASS | FACED SINGLE MATERIAL | PAPER | CLG WALL FLR | NO | YES | 3.5 | 11 | R
CT | BUILDING INSULATION | FIBERGLASS | FACED SINGLE MATERIAL | PAPER | CLG WALL FLR | NO | YES | 3.5 | 13 | R
CT | BUILDING INSULATION | FIBERGLASS | FACED SINGLE MATERIAL | PAPER | CLG WALL FLR | NO | YES | 3.5 | 15 | R
CT | BUILDING INSULATION | FIBERGLASS | FACED SINGLE MATERIAL | PAPER | CLG WALL FLR | NO | YES | 5.5 | 21 | R
CT | BUILDING INSULATION | FIBERGLASS | FACED SINGLE MATERIAL | PAPER | CLG WALL FLR | NO | YES | 6.25 | 19 | R
CT | BUILDING INSULATION | FIBERGLASS | FACED SINGLE MATERIAL | PAPER | CLG WALL FLR | NO | YES | 6.5 | 22 | R
CT | BUILDING INSULATION | FIBERGLASS | FACED SINGLE MATERIAL | PAPER | CLG WALL FLR | NO | YES | 8 | 25 | R
CT | BUILDING INSULATION | FIBERGLASS | FACED SINGLE MATERIAL | PAPER | CLG WALL FLR | NO | YES | 8.38 | 26 | R
CT | BUILDING INSULATION | FIBERGLASS | FACED SINGLE MATERIAL | PAPER | CLG WALL FLR | NO | YES | 10 | 30 | R
CT | BUILDING INSULATION | FIBERGLASS | FACED SINGLE MATERIAL | PAPER | CLG WALL FLR | NO | YES | 12 | 38 | R
CT | BUILDING INSULATION | FIBERGLASS | SINGLE MATERIAL | NONE | CEILING | YES | NO | 8.25 | 30 | R
CT | BUILDING INSULATION | FIBERGLASS | SINGLE MATERIAL | NONE | CEILING | YES | NO | 10 | 38 | R
CT | BUILDING INSULATION | FIBERGLASS | SINGLE MATERIAL | NONE | CEILING | YES | NO | 15 | 49 | R
CT | CERTAPRO ACOUSTA THERM BATT | FIBERGLASS | FOIL FCD SGL MATERIAL | METAL | CLG WALL | NO | YES | 3.5 | 11 | R
CT | CERTAPRO ACOUSTA THERM BATT | FIBERGLASS | FOIL FCD SGL MATERIAL | METAL | CLG WALL | NO | YES | 3.5 | 13 | R
CT | CERTAPRO ACOUSTA THERM BATT | FIBERGLASS | FOIL FCD SGL MATERIAL | METAL | CLG WALL | NO | YES | 6.25 | 19 | R
CT | CERTAPRO ACOUSTA THERM BATT | FIBERGLASS | FOIL FCD SGL MATERIAL | METAL | CLG WALL | NO | YES | 10 | 30 | R
CT | CERTAPRO ACOUSTA THERM BATT | FIBERGLASS | FOIL FCD SGL MATERIAL | METAL | CLG WALL | NO | YES | 12 | 38 | R
CT | CERTAPRO ACOUSTA THERM BATT | FIBERGLASS | KRAFT FCD SGL MATERIAL | PAPER | CLG WALL | NO | NO | 3.5 | 11 | R
CT | CERTAPRO ACOUSTA THERM BATT | FIBERGLASS | KRAFT FCD SGL MATERIAL | PAPER | CLG WALL | NO | NO | 6.25 | 19 | R
CT | CERTAPRO ACOUSTA THERM BATT | FIBERGLASS | SINGLE MATERIAL | NONE | CLG WALL | YES | NO | 2.5 | 8 | R
CT | CERTAPRO ACOUSTA THERM BATT | FIBERGLASS | SINGLE MATERIAL | NONE | CLG WALL | YES | NO | 3.5 | 11 | R
CT | CERTAPRO ACOUSTA THERM BATT | FIBERGLASS | SINGLE MATERIAL | NONE | CLG WALL | YES | NO | 6.25 | 19 | R
CT | CERTAPRO ACOUSTA THERM BATT | FIBERGLASS | SINGLE MATERIAL | NONE | CLG WALL | YES | NO | 10 | 30 | R
CT | CERTAPRO THERMAL BATT | FIBERGLASS | FACED SINGLE MATERIAL | METAL | CLG WALL FLR | YES | YES | 3.5 | 11 | R
CT | CERTAPRO THERMAL BATT | FIBERGLASS | FACED SINGLE MATERIAL | METAL | CLG WALL FLR | YES | YES | 3.5 | 13 | R
CT | CERTAPRO THERMAL BATT | FIBERGLASS | FACED SINGLE MATERIAL | METAL | CLG WALL FLR | YES | YES | 6.25 | 19 | R
CT | CERTAPRO THERMAL BATT | FIBERGLASS | FACED SINGLE MATERIAL | METAL | CLG WALL FLR | YES | YES | 10 | 30 | R
CT | CERTAPRO THERMAL BATT | FIBERGLASS | FSK FACED SGL MATERIAL | METAL | CLG WALL | YES | YES | 3.5 | 11 | R
CT | CERTAPRO THERMAL BATT | FIBERGLASS | FSK FACED SGL MATERIAL | METAL | CLG WALL | YES | YES | 3.5 | 13 | R
CT | CERTAPRO THERMAL BATT | FIBERGLASS | FSK FACED SGL MATERIAL | METAL | CLG WALL | YES | YES | 6.25 | 19 | R
CT | CERTAPRO THERMAL BATT | FIBERGLASS | FSK FACED SGL MATERIAL | METAL | CLG WALL | YES | YES | 10 | 30 | R
CT | CERTAPRO THERMAL BATT | FIBERGLASS | FSK FACED SGL MATERIAL | METAL | CLG WALL | YES | YES | 12 | 38 | R
CT | CERTAPRO THERMAL BATT | FIBERGLASS | KRAFT FCD SGL MATERIAL | PAPER | CLG WALL | NO | YES | 3.5 | 11 | R
CT | CERTAPRO THERMAL BATT | FIBERGLASS | KRAFT FCD SGL MATERIAL | PAPER | CLG WALL | NO | YES | 3.5 | 13 | R
CT | CERTAPRO THERMAL BATT | FIBERGLASS | KRAFT FCD SGL MATERIAL | PAPER | CLG WALL | NO | YES | 6.25 | 19 | R
CT | CERTAPRO THERMAL BATT | FIBERGLASS | PSK FACED SGL MATERIAL | OTHER | CLG WALL | YES | YES | 6.25 | 19 | R
CT | CERTAPRO THERMAL BATT | FIBERGLASS | PSK FACED SGL MATERIAL | OTHER | CLG WALL | YES | YES | 10 | 30 | R
CT | COMMERCIAL BLANKET INSULATION | FIBERGLASS | SINGLE MATERIAL | NONE | CLG WALL FLR | NO | NO | 3.5 | 11 | R
CT | COMMERCIAL BLANKET INSULATION | FIBERGLASS | SINGLE MATERIAL | NONE | CLG WALL FLR | NO | NO | 3.5 | 13 | R
CT | COMMERCIAL BLANKET INSULATION | FIBERGLASS | SINGLE MATERIAL | NONE | CLG WALL FLR | NO | NO | 6.25 | 19 | R
CT | COMMERCIAL BLANKET INSULATION | FIBERGLASS | SINGLE MATERIAL | NONE | CLG WALL FLR | NO | NO | 6.5 | 21 | R
CT | COMMERCIAL BLANKET INSULATION | FIBERGLASS | SINGLE MATERIAL | NONE | CLG WALL FLR | NO | NO | 8 | 25 | R
CT | COMMERCIAL BLANKET INSULATION | FIBERGLASS | SINGLE MATERIAL | NONE | CLG WALL FLR | NO | NO | 10 | 30 | R
CT | ENCAPSULATED BATTS | FIBERGLASS | FACED SINGLE MATERIAL | NONWOVEN | CLG WALL FLR | YES | NO | 8 | 25 | R
CT | ENCAPSULATED BATTS | FIBERGLASS | FACED SINGLE MATERIAL | PAPER** | CLG WALL FLR | NO | YES | 3.5 | 13 | R
CT | ENCAPSULATED BATTS | FIBERGLASS | FACED SINGLE MATERIAL | PAPER** | CLG WALL FLR | NO | YES | 6.25 | 19 | R
CT | ENCAPSULATED BATTS | FIBERGLASS | FACED SINGLE MATERIAL | PAPER** | CLG WALL FLR | NO | YES | 10 | 30 | R
CT | HANDY FILL | FIBERGLASS | SINGLE MATERIAL | NONE | WALL | YES | NO | 2 | ***
CT | MASONARY WALL INSULATION | FIBERGLASS | SINGLE MATERIAL | NONE | WALL | NO | NO | 1.75 | 6 | R
CT | METAL BUILDING INSULATION | FIBERGLASS | SINGLE MATERIAL | NONE | CLG WALL FLR | NO | NO | 2 | 6 | R
CT | METAL BUILDING INSULATION | FIBERGLASS | SINGLE MATERIAL | NONE | CLG WALL FLR | NO | NO | 2.5 | 8 | R
CT | METAL BUILDING INSULATION | FIBERGLASS | SINGLE MATERIAL | NONE | CLG WALL FLR | NO | NO | 3.4 | 10 | R
CT | METAL BUILDING INSULATION | FIBERGLASS | SINGLE MATERIAL | NONE | CLG WALL FLR | NO | NO | 3.5 | 12 | R
CT | METAL BUILDING INSULATION | FIBERGLASS | SINGLE MATERIAL | NONE | CLG WALL FLR | NO | NO | 3.7 | 11 | R
CT | METAL BUILDING INSULATION | FIBERGLASS | SINGLE MATERIAL | NONE | CLG WALL FLR | NO | NO | 4.3 | 13 | R
CT | METAL BUILDING INSULATION | FIBERGLASS | SINGLE MATERIAL | NONE | CLG WALL FLR | NO | NO | 5.25 | 16 | R
CT | METAL BUILDING INSULATION | FIBERGLASS | SINGLE MATERIAL | NONE | CLG WALL FLR | NO | NO | 6.3 | 19 | R
CT | METAL BUILDING INSULATION | FIBERGLASS | SINGLE MATERIAL | NONE | CLG WALL FLR | NO | NO | 6.5 | 20 | R
CT | METAL BUILDING INSULATION | FIBERGLASS | SINGLE MATERIAL | NONE | CLG WALL FLR | NO | NO | 8 | 25 | R
CT | METAL BUILDING INSULATION | FIBERGLASS | SINGLE MATERIAL | NONE | CLG WALL FLR | NO | NO | 9.25 | 30 | R
CT | NOISE REDUCER | FIBERGLASS | FACED SINGLE MATERIAL | PAPER | WALL FLR | NO | NO | 2.5 | 8 | R
CT | NOISE REDUCER | FIBERGLASS | FACED SINGLE MATERIAL | PAPER | WALL FLR | NO | NO | 3.5 | 11 | R
CT | NOISE REDUCER | FIBERGLASS | FACED SINGLE MATERIAL | PAPER | WALL FLR | NO | NO | 6.25 | 19 | R
CT | SPEEDY R BATTS | FIBERGLASS | FACED SINGLE MATERIAL | PAPER | WALL | NO | YES | 3.5 | 13 | R
CT | SPEEDY R BATTS | FIBERGLASS | FACED SINGLE MATERIAL | PAPER | WALL | NO | YES | 5.5 | 21 | R
CT | SPEEDY R BATTS | FIBERGLASS | FACED SINGLE MATERIAL | PAPER | WALL | NO | YES | 6.25 | 19 | R
CT | SUSTAINABLE INSULATION | FIBERGLASS | FACED SINGLE MATERIAL | METAL | CLG WALL FLR | NO | YES | 3.5 | 11 | R
CT | SUSTAINABLE INSULATION | FIBERGLASS | FACED SINGLE MATERIAL | METAL | CLG WALL FLR | NO | YES | 3.5 | 13 | R
CT | SUSTAINABLE INSULATION | FIBERGLASS | FACED SINGLE MATERIAL | METAL | CLG WALL FLR | NO | YES | 6.25 | 19 | R
CT | SUSTAINABLE INSULATION | FIBERGLASS | FACED SINGLE MATERIAL | METAL | CLG WALL FLR | NO | YES | 10 | 30 | R
CT | SUSTAINABLE INSULATION | FIBERGLASS | FACED SINGLE MATERIAL | METAL | CLG WALL FLR | NO | YES | 12 | 38 | R
CT | SUSTAINABLE INSULATION | FIBERGLASS | FACED SINGLE MATERIAL | METAL | CLG WALL FLR | YES | YES | 3.5 | 11 | R
CT | SUSTAINABLE INSULATION | FIBERGLASS | FACED SINGLE MATERIAL | METAL | CLG WALL FLR | YES | YES | 3.5 | 13 | R
CT | SUSTAINABLE INSULATION | FIBERGLASS | FACED SINGLE MATERIAL | METAL | CLG WALL FLR | YES | YES | 6.25 | 19 | R
CT | SUSTAINABLE INSULATION | FIBERGLASS | FACED SINGLE MATERIAL | METAL | CLG WALL FLR | YES | YES | 10 | 30 | R
CT | SUSTAINABLE INSULATION | FIBERGLASS | FACED SINGLE MATERIAL | METAL | CLG WALL FLR | YES | YES | 12 | 38 | R
CT | SUSTAINABLE INSULATION | FIBERGLASS | SINGLE MATERIAL | NONE | CLG WALL FLR | YES | NO | 2.5 | 8 | R
CT | SUSTAINABLE INSULATION | FIBERGLASS | SINGLE MATERIAL | NONE | CLG WALL FLR | YES | NO | 3.5 | 11 | R
CT | SUSTAINABLE INSULATION | FIBERGLASS | SINGLE MATERIAL | NONE | CLG WALL FLR | YES | NO | 3.5 | 13 | R
CT | SUSTAINABLE INSULATION | FIBERGLASS | SINGLE MATERIAL | NONE | CLG WALL FLR | YES | NO | 3.5 | 15 | R
CT | SUSTAINABLE INSULATION | FIBERGLASS | SINGLE MATERIAL | NONE | CLG WALL FLR | YES | NO | 5.5 | 20 | R
CT | SUSTAINABLE INSULATION | FIBERGLASS | SINGLE MATERIAL | NONE | CLG WALL FLR | YES | NO | 5.5 | 21 | R
CT | SUSTAINABLE INSULATION | FIBERGLASS | SINGLE MATERIAL | NONE | CLG WALL FLR | YES | NO | 6.25 | 19 | R
CT | SUSTAINABLE INSULATION | FIBERGLASS | SINGLE MATERIAL | NONE | CLG WALL FLR | YES | NO | 8 | 25 | R
CT | SUSTAINABLE INSULATION | FIBERGLASS | SINGLE MATERIAL | NONE | CLG WALL FLR | YES | NO | 8.25 | 30 | R
CT | SUSTAINABLE INSULATION | FIBERGLASS | SINGLE MATERIAL | NONE | CLG WALL FLR | YES | NO | 10 | 30 | R
CT | SUSTAINABLE INSULATION | FIBERGLASS | SINGLE MATERIAL | NONE | CLG WALL FLR | YES | NO | 10.25 | 38 | R
CT | SUSTAINABLE INSULATION | FIBERGLASS | SINGLE MATERIAL | NONE | CLG WALL FLR | YES | NO | 12 | 38 | R
CT | SUSTAINABLE INSULATION | FIBERGLASS | SINGLE MATERIAL | NONE | CLG WALL FLR | YES | NO | 15 | 49 | R
CT | SUSTAINABLE INSULATION | FIBERGLASS | FACED SINGLE MATERIAL | PAPER | CLG WALL FLR | NO | YES | 3.5 | 11 | R
CT | SUSTAINABLE INSULATION | FIBERGLASS | FACED SINGLE MATERIAL | PAPER | CLG WALL FLR | NO | YES | 3.5 | 13 | R
CT | SUSTAINABLE INSULATION | FIBERGLASS | FACED SINGLE MATERIAL | PAPER | CLG WALL FLR | NO | YES | 3.5 | 15 | R
CT | SUSTAINABLE INSULATION | FIBERGLASS | FACED SINGLE MATERIAL | PAPER | CLG WALL FLR | NO | YES | 5.5 | 20 | R
CT | SUSTAINABLE INSULATION | FIBERGLASS | FACED SINGLE MATERIAL | PAPER | CLG WALL FLR | NO | YES | 5.5 | 21 | R
CT | SUSTAINABLE INSULATION | FIBERGLASS | FACED SINGLE MATERIAL | PAPER | CLG WALL FLR | NO | YES | 6.25 | 19 | R
CT | SUSTAINABLE INSULATION | FIBERGLASS | FACED SINGLE MATERIAL | PAPER | CLG WALL FLR | NO | YES | 6.5 | 22 | R
CT | SUSTAINABLE INSULATION | FIBERGLASS | FACED SINGLE MATERIAL | PAPER | CLG WALL FLR | NO | YES | 8 | 25 | R
CT | SUSTAINABLE INSULATION | FIBERGLASS | FACED SINGLE MATERIAL | PAPER | CLG WALL FLR | NO | YES | 8.25 | 30 | R
CT | SUSTAINABLE INSULATION | FIBERGLASS | FACED SINGLE MATERIAL | PAPER | CLG WALL FLR | NO | YES | 10 | 30 | R
CT | SUSTAINABLE INSULATION | FIBERGLASS | FACED SINGLE MATERIAL | PAPER | CLG WALL FLR | NO | YES | 10.25 | 38 | R
CT | SUSTAINABLE INSULATION | FIBERGLASS | FACED SINGLE MATERIAL | PAPER | CLG WALL FLR | NO | YES | 12 | 38 | R
CT | SUSTAINABLE INSULATION | FIBERGLASS | FACED SINGLE MATERIAL | PLASTIC | CLG WALL FLR | YES | YES | 3.5 | 11 | R
CT | SUSTAINABLE INSULATION | FIBERGLASS | FACED SINGLE MATERIAL | PLASTIC | CLG WALL FLR | YES | YES | 3.5 | 13 | R
CT | SUSTAINABLE INSULATION | FIBERGLASS | FACED SINGLE MATERIAL | PLASTIC | CLG WALL FLR | YES | YES | 6.25 | 19 | R
CT | SUSTAINABLE INSULATION | FIBERGLASS | FACED SINGLE MATERIAL | PLASTIC | CLG WALL FLR | YES | YES | 10 | 30 | R
CT | UNIVERSAL BLANKET-501 | FIBERGLASS | FSK FACED MATERIAL | METAL | EQUIPMENT | YES | YES | 1.5 | 0.31 | K
CT | UNIVERSAL BLANKET-501 | FIBERGLASS | FSK FACED MATERIAL | METAL | EQUIPMENT | YES | YES | 2 | 0.31 | K
CT | UNIVERSAL BLANKET-501 | FIBERGLASS | FSK FACED MATERIAL | METAL | EQUIPMENT | YES | YES | 2.5 | 0.31 | K
CT | UNIVERSAL BLANKET-501 | FIBERGLASS | FSK FACED MATERIAL | METAL | EQUIPMENT | YES | YES | 3 | 0.31 | K
CT | UNIVERSAL BLANKET-501 | FIBERGLASS | FSK FACED MATERIAL | METAL | EQUIPMENT | YES | YES | 3.5 | 0.31 | K
CT | UNIVERSAL BLANKET-501 | FIBERGLASS | FSK FACED MATERIAL | METAL | EQUIPMENT | YES | YES | 4 | 0.31 | K
CT | UNIVERSAL BLANKET-501 | FIBERGLASS | FSK FACED MATERIAL | METAL | EQUIPMENT | YES | YES | 4.5 | 0.31 | K
CT | UNIVERSAL BLANKET-501 | FIBERGLASS | FSK FACED MATERIAL | METAL | EQUIPMENT | YES | YES | 5 | 0.31 | K
CT | UNIVERSAL BLANKET-501 | FIBERGLASS | FSK FACED MATERIAL | METAL | EQUIPMENT | YES | YES | 5.5 | 0.31 | K
CT | UNIVERSAL BLANKET-501 | FIBERGLASS | FSK FACED MATERIAL | METAL | EQUIPMENT | YES | YES | 6 | 0.31 | K
CT | UNIVERSAL BLANKET-501 | FIBERGLASS | SINGLE MATERIAL | NONE | EQUIPMENT | YES | NO | 1.5 | 0.31 | K
CT | UNIVERSAL BLANKET-501 | FIBERGLASS | SINGLE MATERIAL | NONE | EQUIPMENT | YES | NO | 2 | 0.31 | K
CT | UNIVERSAL BLANKET-501 | FIBERGLASS | SINGLE MATERIAL | NONE | EQUIPMENT | YES | NO | 2.5 | 0.31 | K
CT | UNIVERSAL BLANKET-501 | FIBERGLASS | SINGLE MATERIAL | NONE | EQUIPMENT | YES | NO | 3 | 0.31 | K
CT | UNIVERSAL BLANKET-501 | FIBERGLASS | SINGLE MATERIAL | NONE | EQUIPMENT | YES | NO | 3.5 | 0.31 | K
CT | UNIVERSAL BLANKET-501 | FIBERGLASS | SINGLE MATERIAL | NONE | EQUIPMENT | YES | NO | 4 | 0.31 | K
CT | UNIVERSAL BLANKET-501 | FIBERGLASS | SINGLE MATERIAL | NONE | EQUIPMENT | YES | NO | 4.5 | 0.31 | K
CT | UNIVERSAL BLANKET-501 | FIBERGLASS | SINGLE MATERIAL | NONE | EQUIPMENT | YES | NO | 5 | 0.31 | K
CT | UNIVERSAL BLANKET-501 | FIBERGLASS | SINGLE MATERIAL | NONE | EQUIPMENT | YES | NO | 5.5 | 0.31 | K
CT | UNIVERSAL BLANKET-501 | FIBERGLASS | SINGLE MATERIAL | NONE | EQUIPMENT | YES | NO | 6 | 0.31 | K
CT | UNIVERSAL BLANKET-501 | FIBERGLASS | VINYL FACED MATERIAL | PLASTIC | EQUIPMENT | YES | YES | 1.5 | 0.31 | K
CT | UNIVERSAL BLANKET-501 | FIBERGLASS | VINYL FACED MATERIAL | PLASTIC | EQUIPMENT | YES | YES | 2 | 0.31 | K
CT | UNIVERSAL BLANKET-501 | FIBERGLASS | VINYL FACED MATERIAL | PLASTIC | EQUIPMENT | YES | YES | 2.5 | 0.31 | K
CT | UNIVERSAL BLANKET-501 | FIBERGLASS | VINYL FACED MATERIAL | PLASTIC | EQUIPMENT | YES | YES | 3 | 0.31 | K
CT | UNIVERSAL BLANKET-501 | FIBERGLASS | VINYL FACED MATERIAL | PLASTIC | EQUIPMENT | YES | YES | 3.5 | 0.31 | K
CT | UNIVERSAL BLANKET-501 | FIBERGLASS | VINYL FACED MATERIAL | PLASTIC | EQUIPMENT | YES | YES | 4 | 0.31 | K
CT | UNIVERSAL BLANKET-501 | FIBERGLASS | VINYL FACED MATERIAL | PLASTIC | EQUIPMENT | YES | YES | 4.5 | 0.31 | K
CT | UNIVERSAL BLANKET-501 | FIBERGLASS | VINYL FACED MATERIAL | PLASTIC | EQUIPMENT | YES | YES | 5 | 0.31 | K
CT | UNIVERSAL BLANKET-501 | FIBERGLASS | VINYL FACED MATERIAL | PLASTIC | EQUIPMENT | YES | YES | 5.5 | 0.31 | K
CT | UNIVERSAL BLANKET-501 | FIBERGLASS | VINYL FACED MATERIAL | PLASTIC | EQUIPMENT | YES | YES | 6 | 0.31 | K
CT | UNIVERSAL BLANKET-751 | FIBERGLASS | FSK FACED MATERIAL | METAL | EQUIPMENT | YES | YES | 1 | 0.28 | K
CT | UNIVERSAL BLANKET-751 | FIBERGLASS | FSK FACED MATERIAL | METAL | EQUIPMENT | YES | YES | 1.5 | 0.28 | K
CT | UNIVERSAL BLANKET-751 | FIBERGLASS | FSK FACED MATERIAL | METAL | EQUIPMENT | YES | YES | 2 | 0.28 | K
CT | UNIVERSAL BLANKET-751 | FIBERGLASS | FSK FACED MATERIAL | METAL | EQUIPMENT | YES | YES | 2.5 | 0.28 | K
CT | UNIVERSAL BLANKET-751 | FIBERGLASS | FSK FACED MATERIAL | METAL | EQUIPMENT | YES | YES | 3 | 0.28 | K
CT | UNIVERSAL BLANKET-751 | FIBERGLASS | FSK FACED MATERIAL | METAL | EQUIPMENT | YES | YES | 3.5 | 0.28 | K
CT | UNIVERSAL BLANKET-751 | FIBERGLASS | FSK FACED MATERIAL | METAL | EQUIPMENT | YES | YES | 4 | 0.28 | K
CT | UNIVERSAL BLANKET-751 | FIBERGLASS | SINGLE MATERIAL | NONE | EQUIPMENT | YES | NO | 1 | 0.28 | K
CT | UNIVERSAL BLANKET-751 | FIBERGLASS | SINGLE MATERIAL | NONE | EQUIPMENT | YES | NO | 1.5 | 0.28 | K
CT | UNIVERSAL BLANKET-751 | FIBERGLASS | SINGLE MATERIAL | NONE | EQUIPMENT | YES | NO | 2 | 0.28 | K
CT | UNIVERSAL BLANKET-751 | FIBERGLASS | SINGLE MATERIAL | NONE | EQUIPMENT | YES | NO | 2.5 | 0.28 | K
CT | UNIVERSAL BLANKET-751 | FIBERGLASS | SINGLE MATERIAL | NONE | EQUIPMENT | YES | NO | 3 | 0.28 | K
CT | UNIVERSAL BLANKET-751 | FIBERGLASS | SINGLE MATERIAL | NONE | EQUIPMENT | YES | NO | 3.5 | 0.28 | K
CT | UNIVERSAL BLANKET-751 | FIBERGLASS | SINGLE MATERIAL | NONE | EQUIPMENT | YES | NO | 4 | 0.28 | K
CT | UNIVERSAL BLANKET-1001 | FIBERGLASS | FSK FACED MATERIAL | METAL | EQUIPMENT | YES | YES | 1 | 0.28 | K
CT | UNIVERSAL BLANKET-1001 | FIBERGLASS | FSK FACED MATERIAL | METAL | EQUIPMENT | YES | YES | 1.5 | 0.28 | K
CT | UNIVERSAL BLANKET-1001 | FIBERGLASS | FSK FACED MATERIAL | METAL | EQUIPMENT | YES | YES | 2 | 0.28 | K
CT | UNIVERSAL BLANKET-1001 | FIBERGLASS | FSK FACED MATERIAL | METAL | EQUIPMENT | YES | YES | 2.5 | 0.28 | K
CT | UNIVERSAL BLANKET-1001 | FIBERGLASS | FSK FACED MATERIAL | METAL | EQUIPMENT | YES | YES | 3 | 0.28 | K
CT | UNIVERSAL BLANKET-1001 | FIBERGLASS | FSK FACED MATERIAL | METAL | EQUIPMENT | YES | YES | 3.5 | 0.28 | K
CT | UNIVERSAL BLANKET-1001 | FIBERGLASS | FSK FACED MATERIAL | METAL | EQUIPMENT | YES | YES | 4 | 0.28 | K
CT | UNIVERSAL BLANKET-1001 | FIBERGLASS | SINGLE MATERIAL | NONE | EQUIPMENT | YES | NO | 1 | 0.28 | K
CT | UNIVERSAL BLANKET-1001 | FIBERGLASS | SINGLE MATERIAL | NONE | EQUIPMENT | YES | NO | 1.5 | 0.28 | K
CT | UNIVERSAL BLANKET-1001 | FIBERGLASS | SINGLE MATERIAL | NONE | EQUIPMENT | YES | NO | 2 | 0.28 | K
CT | UNIVERSAL BLANKET-1001 | FIBERGLASS | SINGLE MATERIAL | NONE | EQUIPMENT | YES | NO | 2.5 | 0.28 | K
CT | UNIVERSAL BLANKET-1001 | FIBERGLASS | SINGLE MATERIAL | NONE | EQUIPMENT | YES | NO | 3 | 0.28 | K
CT | UNIVERSAL BLANKET-1001 | FIBERGLASS | SINGLE MATERIAL | NONE | EQUIPMENT | YES | NO | 3.5 | 0.28 | K
CT | UNIVERSAL BLANKET-1001 | FIBERGLASS | SINGLE MATERIAL | NONE | EQUIPMENT | YES | NO | 4 | 0.28 | K
CT | UNIVERSAL BLANKET-1501 | FIBERGLASS | FSK FACED MATERIAL | METAL | EQUIPMENT | YES | YES | 1 | 0.23 | K
CT | UNIVERSAL BLANKET-1501 | FIBERGLASS | FSK FACED MATERIAL | METAL | EQUIPMENT | YES | YES | 1 | 0.24 | K
CT | UNIVERSAL BLANKET-1501 | FIBERGLASS | FSK FACED MATERIAL | METAL | EQUIPMENT | YES | YES | 1.5 | 0.24 | K
CT | UNIVERSAL BLANKET-1501 | FIBERGLASS | FSK FACED MATERIAL | METAL | EQUIPMENT | YES | YES | 2 | 0.24 | K
CT | UNIVERSAL BLANKET-1501 | FIBERGLASS | SINGLE MATERIAL | NONE | EQUIPMENT | YES | NO | 1 | 0.23 | K
CT | UNIVERSAL BLANKET-1501 | FIBERGLASS | SINGLE MATERIAL | NONE | EQUIPMENT | YES | NO | 1 | 0.24 | K
CT | UNIVERSAL BLANKET-1501 | FIBERGLASS | SINGLE MATERIAL | NONE | EQUIPMENT | YES | NO | 1.5 | 0.24 | K
CT | UNIVERSAL BLANKET-1501 | FIBERGLASS | SINGLE MATERIAL | NONE | EQUIPMENT | YES | NO | 2 | 0.24 | K
** 1 Surface-Paper, 3 Surfaces-Nonwoven
***No stated R-value; used for filling small spaces around windows, doors, etc.
* DESCRIPTION OF BRAND CODES:
CT = CERTAINTEED
Insul-Quilts, Inc. - T 1175 |  |  |  | Updated 05/06/2019
ISQ | INSULQUILT2 | FIBERGLASS | COMPOSITE | FIBERGLASS** | CLG WALL FLR | YES | YES | 2 | 8.2 | R
**FIBER GLASS CLOTH FACING
* DESCRIPTION OF BRAND CODES:
ISQ = INSUL-QUILTS
Insul-Therm International Inc. - T 1245 |  |  |  | Updated 6/14/2008
IST | INSULWRAP 850 | FIBERGLASS | FACED SINGLE MATERIAL | PLASTIC | EQUIPMENT | YES | YES | 1.00 | 0.27 | K
IST | INSULWRAP 850 | FIBERGLASS | FACED SINGLE MATERIAL | PLASTIC | EQUIPMENT | YES | YES | 1.50 | 0.27 | K
IST | INSULWRAP 850 | FIBERGLASS | FACED SINGLE MATERIAL | PLASTIC | EQUIPMENT | YES | YES | 2.00 | 0.27 | K
IST | INSULWRAP 850 | FIBERGLASS | FACED SINGLE MATERIAL | PLASTIC | EQUIPMENT | YES | YES | 2.50 | 0.27 | K
IST | INSULWRAP 850 | FIBERGLASS | FACED SINGLE MATERIAL | PLASTIC | EQUIPMENT | YES | YES | 3.00 | 0.27 | K
IST | INSULWRAP 850 | FIBERGLASS | FACED SINGLE MATERIAL | PLASTIC | EQUIPMENT | YES | YES | 3.50 | 0.27 | K
IST | INSULWRAP 850 | FIBERGLASS | FACED SINGLE MATERIAL | PLASTIC | EQUIPMENT | YES | YES | 4.00 | 0.27 | K
* DESCRIPTION OF BRAND CODES:
IST = INSUL-THERM
Johns Manville - T 1039 |  |  |  | Updated 12/15/2023
JM | ALL PURPOSE | FIBER GLASS | SINGLE MATERIAL | NONE | CLG WALL FLR | YES | NO | 1 | 3.2 | R
JM | B.I. R11 KF/FF | FIBER GLASS | FACED SINGLE MATERIAL | PAP/MTL | WALL | NO | YES | 3.5 | 11 | R
JM | B.I. R11 KF/FF | FIBER GLASS | FACED SINGLE MATERIAL | PAP/MTL | WALL | NO | YES | 3.63 | 11 | R
JM | B.I. R11 UNF | FIBER GLASS | SINGLE MATERIAL | NONE | WALL | YES | NO | 3.5 | 11 | R
JM | B.I. R11 UNF | FIBER GLASS | SINGLE MATERIAL | NONE | WALL | YES | NO | 3.63 | 11 | R
JM | B.I. R13 KF/FF | FIBER GLASS | FACED SINGLE MATERIAL | PAP/MTL | WALL | NO | YES | 3.5 | 13 | R
JM | B.I. R13 KF/FF | FIBER GLASS | FACED SINGLE MATERIAL | PAP/MTL | WALL | NO | YES | 3.63 | 13 | R
JM | B.I. R13 UNF | FIBER GLASS | SINGLE MATERIAL | NONE | WALL | YES | NO | 3.5 | 13 | R
JM | B.I. R13 UNF | FIBER GLASS | SINGLE MATERIAL | NONE | WALL | YES | NO | 3.63 | 13 | R
JM | B.I. R15 KF/FF | FIBER GLASS | FACED SINGLE MATERIAL | PAP/MTL | WALL | NO | YES | 3.5 | 15 | R
JM | B.I. R15 UNF | FIBER GLASS | SINGLE MATERIAL | NONE | WALL | YES | NO | 3.5 | 15 | R
JM | B.I. R19 KF/FF | FIBER GLASS | FACED SINGLE MATERIAL | PAP/MTL | CLG WALL FLR | NO | YES | 6.25 | 19 | R
JM | B.I. R19 KF/FF | FIBER GLASS | FACED SINGLE MATERIAL | PAP/MTL | CLG WALL FLR | NO | YES | 6.5 | 19 | R
JM | B.I. R19 UNF | FIBER GLASS | SINGLE MATERIAL | NONE | CLG WALL FLR | YES | NO | 6.25 | 19 | R
JM | B.I. R19 UNF | FIBER GLASS | SINGLE MATERIAL | NONE | CLG WALL FLR | YES | NO | 6.5 | 19 | R
JM | B.I. R20 KF/FF | FIBER GLASS | FACED SINGLE MATERIAL | PAP/MTL | WALL | NO | YES | 5.5 | 20 | R
JM | B.I. R20 UNF | FIBER GLASS | SINGLE MATERIAL | NONE | WALL | YES | NO | 5.5 | 20 | R
JM | B.I. R21 KF/FF | FIBER GLASS | FACED SINGLE MATERIAL | PAP/MTL | WALL | NO | YES | 5.5 | 21 | R
JM | B.I. R21 UNF | FIBER GLASS | SINGLE MATERIAL | NONE | WALL | YES | NO | 5.5 | 21 | R
JM | B.I. R22 KF/FF | FIBER GLASS | FACED SINGLE MATERIAL | PAP/MTL | CEILING | NO | YES | 7.5 | 22 | R
JM | B.I. R22 UNF | FIBER GLASS | SINGLE MATERIAL | NONE | CEILING | YES | NO | 7.5 | 22 | R
JM | B.I. R23 UNF | FIBER GLASS | SINGLE MATERIAL | NONE | CEILING | YES | NO | 5.5 | 23 | R
JM | B.I. R25 KF/FF | FIBER GLASS | FACED SINGLE MATERIAL | PAP/MTL | CEILING | NO | YES | 8.25 | 25 | R
JM | B.I. R25 UNF | FIBER GLASS | SINGLE MATERIAL | NONE | CEILING | YES | NO | 8.25 | 25 | R
JM | B.I. R30 KF/FF | FIBER GLASS | FACED SINGLE MATERIAL | PAP/MTL | CEILING | NO | YES | 8.25 | 30 | R
JM | B.I. R30 KF/FF | FIBER GLASS | FACED SINGLE MATERIAL | PAP/MTL | CEILING | NO | YES | 10.25 | 30 | R
JM | B.I. R30 UNF | FIBER GLASS | SINGLE MATERIAL | NONE | CEILING | YES | NO | 8.25 | 30 | R
JM | B.I. R30 UNF | FIBER GLASS | SINGLE MATERIAL | NONE | CEILING | YES | NO | 10.25 | 30 | R
JM | B.I. R38 KF/FF | FIBER GLASS | FACED SINGLE MATERIAL | PAP/MTL | CEILING | NO | YES | 10.25 | 38 | R
JM | B.I. R38 KF/FF | FIBER GLASS | FACED SINGLE MATERIAL | PAP/MTL | CEILING | NO | YES | 12 | 38 | R
JM | B.I. R38 KF/FF | FIBER GLASS | FACED SINGLE MATERIAL | PAP/MTL | CEILING | NO | YES | 12.5 | 38 | R
JM | B.I. R38 UNF | FIBER GLASS | SINGLE MATERIAL | NONE | CEILING | YES | NO | 10.25 | 38 | R
JM | B.I. R38 UNF | FIBER GLASS | SINGLE MATERIAL | NONE | CEILING | YES | NO | 12 | 38 | R
JM | B.I. R38 UNF | FIBER GLASS | SINGLE MATERIAL | NONE | CEILING | YES | NO | 12.5 | 38 | R
JM | B.I. R49 KF/FF | FIBER GLASS | FACED SINGLE MATERIAL | PAP/MTL | CEILING | NO | YES | 13.5 | 49 | R
JM | B.I. R49 UNF | FIBER GLASS | SINGLE MATERIAL | NONE | CEILING | YES | NO | 13.5 | 49 | R
JM | COAT MCLT | FIBER GLASS | COMPOSITE | NONE | DUCTS | YES | NO | 0.5 | 0.22 | C
JM | COAT MCLT | FIBER GLASS | COMPOSITE | NONE | DUCTS | YES | NO | 0.5 | 0.23 | C
JM | COAT MCLT | FIBER GLASS | COMPOSITE | NONE | DUCTS | YES | NO | 0.5 | 0.27 | C
JM | COAT MCLT | FIBER GLASS | COMPOSITE | NONE | DUCTS | YES | NO | 0.5 | 0.29 | C
JM | COAT MCLT | FIBER GLASS | COMPOSITE | NONE | DUCTS | YES | NO | 0.5 | 0.31 | C
JM | COAT MCLT | FIBER GLASS | COMPOSITE | NONE | DUCTS | YES | NO | 0.75 | 0.27 | C
JM | COAT MCLT | FIBER GLASS | COMPOSITE | NONE | DUCTS | YES | NO | 0.75 | 0.29 | C
JM | COAT MCLT | FIBER GLASS | COMPOSITE | NONE | DUCTS | YES | NO | 0.75 | 0.31 | C
JM | COAT MCLT | FIBER GLASS | COMPOSITE | NONE | DUCTS | YES | NO | 1 | 0.25 | C
JM | COAT MCLT | FIBER GLASS | COMPOSITE | NONE | DUCTS | YES | NO | 1 | 0.27 | C
JM | COAT MCLT | FIBER GLASS | COMPOSITE | NONE | DUCTS | YES | NO | 1 | 0.29 | C
JM | COAT MCLT | FIBER GLASS | COMPOSITE | NONE | DUCTS | YES | NO | 1 | 0.31 | C
JM | COAT MCLT | FIBER GLASS | COMPOSITE | NONE | DUCTS | YES | NO | 1.25 | 0.27 | C
JM | COAT MCLT | FIBER GLASS | COMPOSITE | NONE | DUCTS | YES | NO | 1.25 | 0.29 | C
JM | COAT MCLT | FIBER GLASS | COMPOSITE | NONE | DUCTS | YES | NO | 1.25 | 0.31 | C
JM | COAT MCLT | FIBER GLASS | COMPOSITE | NONE | DUCTS | YES | NO | 1.5 | 0.27 | C
JM | COAT MCLT | FIBER GLASS | COMPOSITE | NONE | DUCTS | YES | NO | 1.5 | 0.29 | C
JM | COAT MCLT | FIBER GLASS | COMPOSITE | NONE | DUCTS | YES | NO | 1.5 | 0.31 | C
JM | COAT MCLT | FIBER GLASS | COMPOSITE | NONE | DUCTS | YES | NO | 1.75 | 0.29 | C
JM | COAT MCLT | FIBER GLASS | COMPOSITE | NONE | DUCTS | YES | NO | 1.75 | 0.31 | C
JM | COAT MCLT | FIBER GLASS | COMPOSITE | NONE | DUCTS | YES | NO | 2 | 0.29 | C
JM | COAT MCLT | FIBER GLASS | COMPOSITE | NONE | DUCTS | YES | NO | 2 | 0.31 | C
JM | COMFORTTHERM | FIBER GLASS | FACED SINGLE MATERIAL | PLASTIC | CLG | YES | YES | 10.25 | 30 | R
JM | COMFORTTHERM | FIBER GLASS | FACED SINGLE MATERIAL | PLASTIC | CLG WALL FLR | YES | YES | 6.5 | 19 | R
JM | COMFORTTHERM | FIBER GLASS | FACED SINGLE MATERIAL | PLASTIC | WALL | YES | YES | 3.5 | 13 | R
JM | COMFORTTHERM | FIBER GLASS | FACED SINGLE MATERIAL | PLASTIC | WALL | YES | YES | 5.5 | 21 | R
JM | DUCT LINER PM | FIBER GLASS | COMPOSITE | NONE | DUCTS | YES | NO | 0.5 | 2.2 | R
JM | DUCT LINER PM | FIBER GLASS | COMPOSITE | NONE | DUCTS | YES | NO | 1 | 4.2 | R
JM | DUCT LINER PM | FIBER GLASS | COMPOSITE | NONE | DUCTS | YES | NO | 1.5 | 6.3 | R
JM | DUCT LINER PM | FIBER GLASS | COMPOSITE | NONE | DUCTS | YES | NO | 2 | 8 | R
JM | DURACORE | FIBER GLASS | SINGLE MATERIAL | NONE | EQUIPMENT | NO | NO | 0.5 | 0.24 | K
JM | DURACORE | FIBER GLASS | SINGLE MATERIAL | NONE | EQUIPMENT | NO | NO | 0.75 | 0.24 | K
JM | DURACORE | FIBER GLASS | SINGLE MATERIAL | NONE | EQUIPMENT | NO | NO | 1 | 0.24 | K
JM | EXACT-O-MAT 1.0 PCF | FIBER GLASS | COMPOSITE | NONE | EQUIPMENT | YES | NO | 1 | 0.27 | K
JM | EXACT-O-MAT 1.0 PCF | FIBER GLASS | COMPOSITE | NONE | EQUIPMENT | YES | NO | 1 | 0.28 | K
JM | EXACT-O-MAT 1.5 PCF | FIBER GLASS | COMPOSITE | NONE | EQUIPMENT | YES | NO | 0.5 | 0.25 | K
JM | EXACT-O-MAT 2.0 PCF | FIBER GLASS | COMPOSITE | NONE | EQUIPMENT | YES | NO | 0.25 | 0.25 | K
JM | EXACT-O-MAT 2.0 PCF | FIBER GLASS | COMPOSITE | NONE | EQUIPMENT | YES | NO | 0.38 | 0.25 | K
JM | EXACT-O-MAT 3.0 PCF | FIBER GLASS | COMPOSITE | NONE | EQUIPMENT | YES | NO | 0.25 | 0.24 | K
JM | FLEX-GLAS PC 100 | FIBER GLASS | SINGLE MATERIAL | NONE | DUCTS | NO | NO | 1.5 | 4.2 | R
JM | FLEX-GLAS PC 110 | FIBER GLASS | SINGLE MATERIAL | NONE | DUCTS | NO | NO | 2 | 6 | R
JM | FLEX-GLAS PC 120 | FIBER GLASS | SINGLE MATERIAL | NONE | DUCTS | NO | NO | 1.5 | 4.3 | R
JM | FLEX-GLAS PC 125 | FIBER GLASS | SINGLE MATERIAL | NONE | DUCTS | NO | NO | 1.5 | 4.2 | R
JM | FLEX-GLAS PC 130 | FIBER GLASS | SINGLE MATERIAL | NONE | DUCTS | NO | NO | 2 | 6 | R
JM | FLEX-GLAS PC 130 | FIBER GLASS | SINGLE MATERIAL | NONE | DUCTS | NO | NO | 4 | 12 | R
JM | FLEX-GLAS PC 135 | FIBER GLASS | SINGLE MATERIAL | NONE | DUCTS | NO | NO | 2.5 | 8 | R
JM | HTB 26 | FIBER GLASS | SINGLE MATERIAL | NONE | EQUIPMENT | YES | NO | 1 | 0.26 | K
JM | HTB 26 | FIBER GLASS | SINGLE MATERIAL | NONE | EQUIPMENT | YES | NO | 2 | 0.26 | K
JM | HTB 26 | FIBER GLASS | SINGLE MATERIAL | NONE | EQUIPMENT | YES | NO | 2.5 | 0.26 | K
JM | HTB 26 | FIBER GLASS | SINGLE MATERIAL | NONE | EQUIPMENT | YES | NO | 3 | 0.26 | K
JM | HTB 26 | FIBER GLASS | SINGLE MATERIAL | NONE | EQUIPMENT | YES | NO | 3.5 | 0.26 | K
JM | HTB 26 | FIBER GLASS | SINGLE MATERIAL | NONE | EQUIPMENT | YES | NO | 4 | 0.26 | K
JM | INCOMB MICROLITE | FIBER GLASS | SINGLE MATERIAL | NONE | EQUIPMENT | YES | NO | 1 | 0.28 | K
JM | INCOMB MICROLITE | FIBER GLASS | SINGLE MATERIAL | NONE | EQUIPMENT | YES | NO | 1.5 | 0.28 | K
JM | INCOMB MICROLITE | FIBER GLASS | SINGLE MATERIAL | NONE | EQUIPMENT | YES | NO | 2 | 0.28 | K
JM | INCOMB MICROLITE | FIBER GLASS | SINGLE MATERIAL | NONE | EQUIPMENT | YES | NO | 2.5 | 0.28 | K
JM | INCOMB MICROLITE | FIBER GLASS | SINGLE MATERIAL | NONE | EQUIPMENT | YES | NO | 3 | 0.28 | K
JM | I.S. BLACK ROLLS | FIBER GLASS | FACED SINGLE MATERIAL | FIBERGLASS | WALL | YES | NO | 1 | 4.2 | R
JM | I.S. BLACK ROLLS | FIBER GLASS | FACED SINGLE MATERIAL | FIBERGLASS | WALL | YES | NO | 2 | 8 | R
JM | LINACOUSTIC RC | FIBER GLASS | COMPOSITE | NONE | DUCTS | YES | NO | 0.5 | 2.2 | R
JM | LINACOUSTIC RC | FIBER GLASS | COMPOSITE | NONE | DUCTS | YES | NO | 1 | 4.2 | R
JM | LINACOUSTIC RC | FIBER GLASS | COMPOSITE | NONE | DUCTS | YES | NO | 1.5 | 6.3 | R
JM | LINACOUSTIC RC | FIBER GLASS | COMPOSITE | NONE | DUCTS | YES | NO | 2 | 8 | R
JM | LINACOUSTIC RC | FIBER GLASS | COMPOSITE | NONE | DUCTS | YES | NO | 3 | 12 | R
JM | LINACOUSTIC RC-HP | FIBER GLASS | COMPOSITE | NONE | DUCTS | YES | NO | 1 | 4.3 | R
JM | LINACOUSTIC RC-IG | FIBER GLASS | COMPOSITE | NONE | DUCTS | YES | NO | 0.5 | 2.2 | R
JM | LINACOUSTIC RC-IG | FIBER GLASS | COMPOSITE | NONE | DUCTS | YES | NO | 1 | 4.2 | R
JM | LINACOUSTIC RC-IG | FIBER GLASS | COMPOSITE | NONE | DUCTS | YES | NO | 1.5 | 6.3 | R
JM | LINACOUSTIC RC-IG | FIBER GLASS | COMPOSITE | NONE | DUCTS | YES | NO | 2 | 8 | R
JM | LINACOUSTIC RC-IG | FIBER GLASS | COMPOSITE | NONE | DUCTS | YES | NO | 3 | 12 | R
JM | MASONRY WALL | FIBER GLASS | SINGLE MATERIAL | NONE | WALL | YES | NO | 0.75 | 3 | R
JM | MASONRY WALL | FIBER GLASS | SINGLE MATERIAL | NONE | WALL | YES | NO | 1.13 | 3.4 | R
JM | MASONRY WALL | FIBER GLASS | SINGLE MATERIAL | NONE | WALL | YES | NO | 1.5 | 6 | R
JM | MASONRY WALL | FIBER GLASS | SINGLE MATERIAL | NONE | WALL | YES | NO | 1.88 | 5 | R
JM | MICRO-FLEX AP/FSK | FIBER GLASS | FACED SINGLE MATERIAL | MTL/PLAS | EQUIP/PIPES | YES | YES | 1 | 0.24 | K
JM | MICRO-FLEX AP/FSK | FIBER GLASS | FACED SINGLE MATERIAL | MTL/PLAS | EQUIP/PIPES | YES | YES | 1.5 | 0.24 | K
JM | MICRO-FLEX AP/FSK | FIBER GLASS | FACED SINGLE MATERIAL | MTL/PLAS | EQUIP/PIPES | YES | YES | 2 | 0.24 | K
JM | MICRO-FLEX AP/FSK | FIBER GLASS | FACED SINGLE MATERIAL | MTL/PLAS | EQUIP/PIPES | YES | YES | 2.5 | 0.24 | K
JM | MICRO-FLEX AP/FSK | FIBER GLASS | FACED SINGLE MATERIAL | MTL/PLAS | EQUIP/PIPES | YES | YES | 3 | 0.24 | K
JM | MICRO-FLEX AP/FSK | FIBER GLASS | FACED SINGLE MATERIAL | MTL/PLAS | EQUIP/PIPES | YES | YES | 3.5 | 0.24 | K
JM | MICRO-FLEX AP/FSK | FIBER GLASS | FACED SINGLE MATERIAL | MTL/PLAS | EQUIP/PIPES | YES | YES | 4 | 0.24 | K
JM | MICROLITE | FIBER GLASS | FACED SINGLE MATERIAL | MTL/PLAS | EQUIP/DUCTS | YES | YES | 0.25 | 0.22 | K
JM | MICROLITE | FIBER GLASS | FACED SINGLE MATERIAL | MTL/PLAS | EQUIP/DUCTS | YES | YES | 0.25 | 0.23 | K
JM | MICROLITE | FIBER GLASS | FACED SINGLE MATERIAL | MTL/PLAS | EQUIP/DUCTS | YES | YES | 0.25 | 0.25 | K
JM | MICROLITE | FIBER GLASS | FACED SINGLE MATERIAL | MTL/PLAS | EQUIP/DUCTS | YES | YES | 0.25 | 0.27 | K
JM | MICROLITE | FIBER GLASS | FACED SINGLE MATERIAL | MTL/PLAS | EQUIP/DUCTS | YES | YES | 0.25 | 0.29 | K
JM | MICROLITE | FIBER GLASS | FACED SINGLE MATERIAL | MTL/PLAS | EQUIP/DUCTS | YES | YES | 0.25 | 0.31 | K
JM | MICROLITE | FIBER GLASS | FACED SINGLE MATERIAL | MTL/PLAS | EQUIP/DUCTS | YES | YES | 0.38 | 0.23 | K
JM | MICROLITE | FIBER GLASS | FACED SINGLE MATERIAL | MTL/PLAS | EQUIP/DUCTS | YES | YES | 0.38 | 0.25 | K
JM | MICROLITE | FIBER GLASS | FACED SINGLE MATERIAL | MTL/PLAS | EQUIP/DUCTS | YES | YES | 0.38 | 0.27 | K
JM | MICROLITE | FIBER GLASS | FACED SINGLE MATERIAL | MTL/PLAS | EQUIP/DUCTS | YES | YES | 0.38 | 0.29 | K
JM | MICROLITE | FIBER GLASS | FACED SINGLE MATERIAL | MTL/PLAS | EQUIP/DUCTS | YES | YES | 0.38 | 0.31 | K
JM | MICROLITE | FIBER GLASS | FACED SINGLE MATERIAL | MTL/PLAS | EQUIP/DUCTS | YES | YES | 0.5 | 0.22 | K
JM | MICROLITE | FIBER GLASS | FACED SINGLE MATERIAL | MTL/PLAS | EQUIP/DUCTS | YES | YES | 0.5 | 0.25 | K
JM | MICROLITE | FIBER GLASS | FACED SINGLE MATERIAL | MTL/PLAS | EQUIP/DUCTS | YES | YES | 0.5 | 0.27 | K
JM | MICROLITE | FIBER GLASS | FACED SINGLE MATERIAL | MTL/PLAS | EQUIP/DUCTS | YES | YES | 0.5 | 0.29 | K
JM | MICROLITE | FIBER GLASS | FACED SINGLE MATERIAL | MTL/PLAS | EQUIP/DUCTS | YES | YES | 0.5 | 0.31 | K
JM | MICROLITE | FIBER GLASS | FACED SINGLE MATERIAL | MTL/PLAS | EQUIP/DUCTS | YES | YES | 0.75 | 0.22 | K
JM | MICROLITE | FIBER GLASS | FACED SINGLE MATERIAL | MTL/PLAS | EQUIP/DUCTS | YES | YES | 0.75 | 0.23 | K
JM | MICROLITE | FIBER GLASS | FACED SINGLE MATERIAL | MTL/PLAS | EQUIP/DUCTS | YES | YES | 0.75 | 0.25 | K
JM | MICROLITE | FIBER GLASS | FACED SINGLE MATERIAL | MTL/PLAS | EQUIP/DUCTS | YES | YES | 0.75 | 0.27 | K
JM | MICROLITE | FIBER GLASS | FACED SINGLE MATERIAL | MTL/PLAS | EQUIP/DUCTS | YES | YES | 0.75 | 0.29 | K
JM | MICROLITE | FIBER GLASS | FACED SINGLE MATERIAL | MTL/PLAS | EQUIP/DUCTS | YES | YES | 0.75 | 0.31 | K
JM | MICROLITE | FIBER GLASS | FACED SINGLE MATERIAL | MTL/PLAS | EQUIP/DUCTS | YES | YES | 1 | 0.23 | K
JM | MICROLITE | FIBER GLASS | FACED SINGLE MATERIAL | MTL/PLAS | EQUIP/DUCTS | YES | YES | 1 | 0.25 | K
JM | MICROLITE | FIBER GLASS | FACED SINGLE MATERIAL | MTL/PLAS | EQUIP/DUCTS | YES | YES | 1 | 0.27 | K
JM | MICROLITE | FIBER GLASS | FACED SINGLE MATERIAL | MTL/PLAS | EQUIP/DUCTS | YES | YES | 1 | 0.29 | K
JM | MICROLITE | FIBER GLASS | FACED SINGLE MATERIAL | MTL/PLAS | EQUIP/DUCTS | YES | YES | 1 | 0.31 | K
JM | MICROLITE | FIBER GLASS | FACED SINGLE MATERIAL | MTL/PLAS | EQUIP/DUCTS | YES | YES | 1.25 | 0.23 | K
JM | MICROLITE | FIBER GLASS | FACED SINGLE MATERIAL | MTL/PLAS | EQUIP/DUCTS | YES | YES | 1.25 | 0.25 | K
JM | MICROLITE | FIBER GLASS | FACED SINGLE MATERIAL | MTL/PLAS | EQUIP/DUCTS | YES | YES | 1.25 | 0.27 | K
JM | MICROLITE | FIBER GLASS | FACED SINGLE MATERIAL | MTL/PLAS | EQUIP/DUCTS | YES | YES | 1.25 | 0.29 | K
JM | MICROLITE | FIBER GLASS | FACED SINGLE MATERIAL | MTL/PLAS | EQUIP/DUCTS | YES | YES | 1.25 | 0.31 | K
JM | MICROLITE | FIBER GLASS | FACED SINGLE MATERIAL | MTL/PLAS | EQUIP/DUCTS | YES | YES | 1.5 | 0.23 | K
JM | MICROLITE | FIBER GLASS | FACED SINGLE MATERIAL | MTL/PLAS | EQUIP/DUCTS | YES | YES | 1.5 | 0.25 | K
JM | MICROLITE | FIBER GLASS | FACED SINGLE MATERIAL | MTL/PLAS | EQUIP/DUCTS | YES | YES | 1.5 | 0.27 | K
JM | MICROLITE | FIBER GLASS | FACED SINGLE MATERIAL | MTL/PLAS | EQUIP/DUCTS | YES | YES | 1.5 | 0.29 | K
JM | MICROLITE | FIBER GLASS | FACED SINGLE MATERIAL | MTL/PLAS | EQUIP/DUCTS | YES | YES | 1.5 | 0.31 | K
JM | MICROLITE | FIBER GLASS | FACED SINGLE MATERIAL | MTL/PLAS | EQUIP/DUCTS | YES | YES | 1.75 | 0.25 | K
JM | MICROLITE | FIBER GLASS | FACED SINGLE MATERIAL | MTL/PLAS | EQUIP/DUCTS | YES | YES | 1.75 | 0.27 | K
JM | MICROLITE | FIBER GLASS | FACED SINGLE MATERIAL | MTL/PLAS | EQUIP/DUCTS | YES | YES | 1.75 | 0.29 | K
JM | MICROLITE | FIBER GLASS | FACED SINGLE MATERIAL | MTL/PLAS | EQUIP/DUCTS | YES | YES | 1.75 | 0.31 | K
JM | MICROLITE | FIBER GLASS | FACED SINGLE MATERIAL | MTL/PLAS | EQUIP/DUCTS | YES | YES | 2 | 0.25 | K
JM | MICROLITE | FIBER GLASS | FACED SINGLE MATERIAL | MTL/PLAS | EQUIP/DUCTS | YES | YES | 2 | 0.27 | K
JM | MICROLITE | FIBER GLASS | FACED SINGLE MATERIAL | MTL/PLAS | EQUIP/DUCTS | YES | YES | 2 | 0.29 | K
JM | MICROLITE | FIBER GLASS | FACED SINGLE MATERIAL | MTL/PLAS | EQUIP/DUCTS | YES | YES | 2 | 0.31 | K
JM | MICROLITE | FIBER GLASS | FACED SINGLE MATERIAL | MTL/PLAS | EQUIP/DUCTS | YES | YES | 2.25 | 0.27 | K
JM | MICROLITE | FIBER GLASS | FACED SINGLE MATERIAL | MTL/PLAS | EQUIP/DUCTS | YES | YES | 2.25 | 0.29 | K
JM | MICROLITE | FIBER GLASS | FACED SINGLE MATERIAL | MTL/PLAS | EQUIP/DUCTS | YES | YES | 2.25 | 0.31 | K
JM | MICROLITE | FIBER GLASS | FACED SINGLE MATERIAL | MTL/PLAS | EQUIP/DUCTS | YES | YES | 2.5 | 0.27 | K
JM | MICROLITE | FIBER GLASS | FACED SINGLE MATERIAL | MTL/PLAS | EQUIP/DUCTS | YES | YES | 2.5 | 0.29 | K
JM | MICROLITE | FIBER GLASS | FACED SINGLE MATERIAL | MTL/PLAS | EQUIP/DUCTS | YES | YES | 2.5 | 0.31 | K
JM | MICROLITE | FIBER GLASS | FACED SINGLE MATERIAL | MTL/PLAS | EQUIP/DUCTS | YES | YES | 2.75 | 0.27 | K
JM | MICROLITE | FIBER GLASS | FACED SINGLE MATERIAL | MTL/PLAS | EQUIP/DUCTS | YES | YES | 2.75 | 0.29 | K
JM | MICROLITE | FIBER GLASS | FACED SINGLE MATERIAL | MTL/PLAS | EQUIP/DUCTS | YES | YES | 2.75 | 0.31 | K
JM | MICROLITE | FIBER GLASS | FACED SINGLE MATERIAL | MTL/PLAS | EQUIP/DUCTS | YES | YES | 3 | 0.27 | K
JM | MICROLITE | FIBER GLASS | FACED SINGLE MATERIAL | MTL/PLAS | EQUIP/DUCTS | YES | YES | 3 | 0.29 | K
JM | MICROLITE | FIBER GLASS | FACED SINGLE MATERIAL | MTL/PLAS | EQUIP/DUCTS | YES | YES | 3 | 0.31 | K
JM | MICROLITE | FIBER GLASS | FACED SINGLE MATERIAL | MTL/PLAS | EQUIP/DUCTS | YES | YES | 3.25 | 0.27 | K
JM | MICROLITE | FIBER GLASS | FACED SINGLE MATERIAL | MTL/PLAS | EQUIP/DUCTS | YES | YES | 3.25 | 0.29 | K
JM | MICROLITE | FIBER GLASS | FACED SINGLE MATERIAL | MTL/PLAS | EQUIP/DUCTS | YES | YES | 3.25 | 0.31 | K
JM | MICROLITE | FIBER GLASS | FACED SINGLE MATERIAL | MTL/PLAS | EQUIP/DUCTS | YES | YES | 3.5 | 0.27 | K
JM | MICROLITE | FIBER GLASS | FACED SINGLE MATERIAL | MTL/PLAS | EQUIP/DUCTS | YES | YES | 3.5 | 0.29 | K
JM | MICROLITE | FIBER GLASS | FACED SINGLE MATERIAL | MTL/PLAS | EQUIP/DUCTS | YES | YES | 3.5 | 0.31 | K
JM | MICROLITE | FIBER GLASS | FACED SINGLE MATERIAL | MTL/PLAS | EQUIP/DUCTS | YES | YES | 3.75 | 0.27 | K
JM | MICROLITE | FIBER GLASS | FACED SINGLE MATERIAL | MTL/PLAS | EQUIP/DUCTS | YES | YES | 3.75 | 0.29 | K
JM | MICROLITE | FIBER GLASS | FACED SINGLE MATERIAL | MTL/PLAS | EQUIP/DUCTS | YES | YES | 3.75 | 0.31 | K
JM | MICROLITE | FIBER GLASS | FACED SINGLE MATERIAL | MTL/PLAS | EQUIP/DUCTS | YES | YES | 4 | 0.27 | K
JM | MICROLITE | FIBER GLASS | FACED SINGLE MATERIAL | MTL/PLAS | EQUIP/DUCTS | YES | YES | 4 | 0.29 | K
JM | MICROLITE | FIBER GLASS | FACED SINGLE MATERIAL | MTL/PLAS | EQUIP/DUCTS | YES | YES | 4 | 0.31 | K
JM | MICROLITE 0.60 PCF | FIBER GLASS | SINGLE MATERIAL | NONE | EQUIPMENT | NO | NO | 0.5 | 0.3 | K
JM | MICROLITE 0.60 PCF | FIBER GLASS | SINGLE MATERIAL | NONE | EQUIPMENT | NO | NO | 0.75 | 0.3 | K
JM | MICROLITE 0.60 PCF | FIBER GLASS | SINGLE MATERIAL | NONE | EQUIPMENT | NO | NO | 1 | 0.3 | K
JM | MICROLITE 0.60 PCF | FIBER GLASS | SINGLE MATERIAL | NONE | EQUIPMENT | NO | NO | 1.5 | 0.3 | K
JM | MICROLITE 0.60 PCF | FIBER GLASS | SINGLE MATERIAL | NONE | EQUIPMENT | NO | NO | 2 | 0.3 | K
JM | MICROLITE 0.60 PCF | FIBER GLASS | SINGLE MATERIAL | NONE | EQUIPMENT | NO | NO | 2.5 | 0.3 | K
JM | MICROLITE 0.60 PCF | FIBER GLASS | SINGLE MATERIAL | NONE | EQUIPMENT | NO | NO | 3 | 0.3 | K
JM | MICROLITE 0.75 PCF | FIBER GLASS | SINGLE MATERIAL | NONE | EQUIPMENT | NO | NO | 0.5 | 0.29 | K
JM | MICROLITE 0.75 PCF | FIBER GLASS | SINGLE MATERIAL | NONE | EQUIPMENT | NO | NO | 0.75 | 0.29 | K
JM | MICROLITE 0.75 PCF | FIBER GLASS | SINGLE MATERIAL | NONE | EQUIPMENT | NO | NO | 1 | 0.29 | K
JM | MICROLITE 0.75 PCF | FIBER GLASS | SINGLE MATERIAL | NONE | EQUIPMENT | NO | NO | 1.5 | 0.29 | K
JM | MICROLITE 0.75 PCF | FIBER GLASS | SINGLE MATERIAL | NONE | EQUIPMENT | NO | NO | 2 | 0.29 | K
JM | MICROLITE 0.75 PCF | FIBER GLASS | SINGLE MATERIAL | NONE | EQUIPMENT | NO | NO | 3 | 0.29 | K
JM | MICROLITE 1.0 PCF | FIBER GLASS | SINGLE MATERIAL | NONE | EQUIPMENT | NO | NO | 0.25 | 0.26 | K
JM | MICROLITE 1.0 PCF | FIBER GLASS | SINGLE MATERIAL | NONE | EQUIPMENT | NO | NO | 0.37 | 0.26 | K
JM | MICROLITE 1.0 PCF | FIBER GLASS | SINGLE MATERIAL | NONE | EQUIPMENT | NO | NO | 0.5 | 0.26 | K
JM | MICROLITE 1.0 PCF | FIBER GLASS | SINGLE MATERIAL | NONE | EQUIPMENT | NO | NO | 0.75 | 0.26 | K
JM | MICROLITE 1.0 PCF | FIBER GLASS | SINGLE MATERIAL | NONE | EQUIPMENT | NO | NO | 1 | 0.26 | K
JM | MICROLITE 1.0 PCF | FIBER GLASS | SINGLE MATERIAL | NONE | EQUIPMENT | NO | NO | 1.5 | 0.26 | K
JM | MICROLITE 1.0 PCF | FIBER GLASS | SINGLE MATERIAL | NONE | EQUIPMENT | NO | NO | 2 | 0.26 | K
JM | MICROLITE 1.0 PCF | FIBER GLASS | SINGLE MATERIAL | NONE | EQUIPMENT | NO | NO | 2.5 | 0.26 | K
JM | MICROLITE 1.0 PCF | FIBER GLASS | SINGLE MATERIAL | NONE | EQUIPMENT | NO | NO | 3 | 0.26 | K
JM | MICROLITE 1.5 PCF | FIBER GLASS | SINGLE MATERIAL | NONE | EQUIPMENT | NO | NO | 0.25 | 0.24 | K
JM | MICROLITE 1.5 PCF | FIBER GLASS | SINGLE MATERIAL | NONE | EQUIPMENT | NO | NO | 0.37 | 0.24 | K
JM | MICROLITE 1.5 PCF | FIBER GLASS | SINGLE MATERIAL | NONE | EQUIPMENT | NO | NO | 0.5 | 0.24 | K
JM | MICROLITE 1.5 PCF | FIBER GLASS | SINGLE MATERIAL | NONE | EQUIPMENT | NO | NO | 0.75 | 0.24 | K
JM | MICROLITE 1.5 PCF | FIBER GLASS | SINGLE MATERIAL | NONE | EQUIPMENT | NO | NO | 1 | 0.24 | K
JM | MICROLITE 1.5 PCF | FIBER GLASS | SINGLE MATERIAL | NONE | EQUIPMENT | NO | NO | 1.5 | 0.24 | K
JM | MICROLITE 1.5 PCF | FIBER GLASS | SINGLE MATERIAL | NONE | EQUIPMENT | NO | NO | 2 | 0.24 | K
JM | MICROLITE 2.0 PCF | FIBER GLASS | SINGLE MATERIAL | NONE | EQUIPMENT | NO | NO | 0.25 | 0.23 | K
JM | MICROLITE 2.0 PCF | FIBER GLASS | SINGLE MATERIAL | NONE | EQUIPMENT | NO | NO | 0.37 | 0.23 | K
JM | MICROLITE 2.0 PCF | FIBER GLASS | SINGLE MATERIAL | NONE | EQUIPMENT | NO | NO | 0.5 | 0.23 | K
JM | MICROLITE 2.0 PCF | FIBER GLASS | SINGLE MATERIAL | NONE | EQUIPMENT | NO | NO | 0.75 | 0.23 | K
JM | MICROLITE 2.0 PCF | FIBER GLASS | SINGLE MATERIAL | NONE | EQUIPMENT | NO | NO | 1 | 0.23 | K
JM | MICROLITE 2.0 PCF | FIBER GLASS | SINGLE MATERIAL | NONE | EQUIPMENT | NO | NO | 1.5 | 0.23 | K
JM | MICROLITE 2.5 PCF | FIBER GLASS | SINGLE MATERIAL | NONE | EQUIPMENT | NO | NO | 0.25 | 0.23 | K
JM | MICROLITE 2.5 PCF | FIBER GLASS | SINGLE MATERIAL | NONE | EQUIPMENT | NO | NO | 0.37 | 0.23 | K
JM | MICROLITE 2.5 PCF | FIBER GLASS | SINGLE MATERIAL | NONE | EQUIPMENT | NO | NO | 0.5 | 0.23 | K
JM | MICROLITE 2.5 PCF | FIBER GLASS | SINGLE MATERIAL | NONE | EQUIPMENT | NO | NO | 0.75 | 0.23 | K
JM | MICROLITE 2.5 PCF | FIBER GLASS | SINGLE MATERIAL | NONE | EQUIPMENT | NO | NO | 1 | 0.23 | K
JM | MICROLITE 3.0 PCF | FIBER GLASS | SINGLE MATERIAL | NONE | EQUIPMENT | NO | NO | 0.25 | 0.22 | K
JM | MICROLITE 3.0 PCF | FIBER GLASS | SINGLE MATERIAL | NONE | EQUIPMENT | NO | NO | 0.37 | 0.22 | K
JM | MICROLITE 3.0 PCF | FIBER GLASS | SINGLE MATERIAL | NONE | EQUIPMENT | NO | NO | 0.5 | 0.22 | K
JM | MICROLITE 3.0 PCF | FIBER GLASS | SINGLE MATERIAL | NONE | EQUIPMENT | NO | NO | 0.75 | 0.22 | K
JM | MICROLITE 3.0 PCF | FIBER GLASS | SINGLE MATERIAL | NONE | EQUIPMENT | NO | NO | 1 | 0.22 | K
JM | MICROLITE FSK/PSK DUCT WRAP TYPE 75 | FIBER GLASS | FACED SINGLE MATERIAL | FSK/PSK | DUCTS | YES | YES | 1.5 | 4.2 | R
JM | MICROLITE FSK/PSK DUCT WRAP TYPE 75 | FIBER GLASS | FACED SINGLE MATERIAL | FSK/PSK | DUCTS | YES | YES | 2 | 5.6 | R
JM | MICROLITE FSK/PSK DUCT WRAP TYPE 75 | FIBER GLASS | FACED SINGLE MATERIAL | FSK/PSK | DUCTS | YES | YES | 2.2 | 6 | R
JM | MICROLITE FSK/PSK DUCT WRAP TYPE 75 | FIBER GLASS | FACED SINGLE MATERIAL | FSK/PSK | DUCTS | YES | YES | 3 | 8.3 | R
JM | MICROLITE FSK/PSK DUCT WRAP TYPE 75 | FIBER GLASS | FACED SINGLE MATERIAL | FSK/PSK | DUCTS | YES | YES | 4.4 | 12 | R
JM | MICROLITE FSK/PSK DUCT WRAP TYPE 75 | FIBER GLASS | FACED SINGLE MATERIAL | FSK/PSK | DUCTS | YES | YES | 5.75 | 16 | R
JM | MICROLITE FSK/PSK DUCT WRAP TYPE 75 | FIBER GLASS | FACED SINGLE MATERIAL | FSK/PSK | DUCTS | YES | YES | 7 | 19 | R
JM | MICROLITE FSK/PSK DUCT WRAP TYPE 100 | FIBER GLASS | FACED SINGLE MATERIAL | FSK/PSK | DUCTS | YES | YES | 1.5 | 5.6 | R
JM | MICROLITE FSK/PSK DUCT WRAP TYPE 100 | FIBER GLASS | FACED SINGLE MATERIAL | FSK/PSK | DUCTS | YES | YES | 2 | 7.4 | R
JM | MICROLITE FSK/PSK DUCT WRAP TYPE 150 | FIBER GLASS | FACED SINGLE MATERIAL | FSK/PSK | DUCTS | YES | YES | 1.5 | 6 | R
JM | MICROLITE FSK/PSK DUCT WRAP TYPE 150 | FIBER GLASS | FACED SINGLE MATERIAL | FSK/PSK | DUCTS | YES | YES | 2 | 8 | R
JM | MICROLITE L | FIBER GLASS | SINGLE MATERIAL | NONE | CLG WALL | YES | NO | 2.95 | 10 | R
JM | MICROLITE L | FIBER GLASS | SINGLE MATERIAL | NONE | CLG WALL | YES | NO | 3.3 | 11 | R
JM | MICROLITE L | FIBER GLASS | SINGLE MATERIAL | NONE | CLG WALL | YES | NO | 3.85 | 13 | R
JM | MICROLITE L | FIBER GLASS | SINGLE MATERIAL | NONE | CLG WALL | YES | NO | 5.6 | 19 | R
JM | MICROLITE L | FIBER GLASS | SINGLE MATERIAL | NONE | CLG WALL | YES | NO | 7.5 | 25 | R
JM | MICROLITE L | FIBER GLASS | SINGLE MATERIAL | NONE | CLG WALL | YES | NO | 8.7 | 30 | R
JM | MICROLITE MW | FIBER GLASS | SINGLE MATERIAL | NONE | EQUIPMENT | NO | NO | 0.38 | 0.23 | K
JM | MICROLITE MW | FIBER GLASS | SINGLE MATERIAL | NONE | EQUIPMENT | NO | NO | 0.5 | 0.23 | K
JM | MICROLITE MW | FIBER GLASS | SINGLE MATERIAL | NONE | EQUIPMENT | NO | NO | 0.63 | 0.23 | K
JM | MICROLITE MW | FIBER GLASS | SINGLE MATERIAL | NONE | EQUIPMENT | NO | NO | 0.75 | 0.23 | K
JM | MICROLITE STANDARD DUCT WRAP TYPE 60 | FIBER GLASS | SINGLE MATERIAL | NONE | DUCTS | YES | NO | 1.5 | 0.31 | K
JM | MICROLITE STANDARD DUCT WRAP TYPE 60 | FIBER GLASS | SINGLE MATERIAL | NONE | DUCTS | YES | NO | 2 | 0.31 | K
JM | MICROLITE STANDARD DUCT WRAP TYPE 60 | FIBER GLASS | SINGLE MATERIAL | NONE | DUCTS | YES | NO | 2.2 | 0.31 | K
JM | MICROLITE STANDARD DUCT WRAP TYPE 60 | FIBER GLASS | SINGLE MATERIAL | NONE | DUCTS | YES | NO | 3 | 0.31 | K
JM | MICROLITE STANDARD DUCT WRAP TYPE 75 | FIBER GLASS | SINGLE MATERIAL | NONE | DUCTS | YES | NO | 1.5 | 0.29 | K
JM | MICROLITE STANDARD DUCT WRAP TYPE 75 | FIBER GLASS | SINGLE MATERIAL | NONE | DUCTS | YES | NO | 2 | 0.29 | K
JM | MICROLITE STANDARD DUCT WRAP TYPE 75 | FIBER GLASS | SINGLE MATERIAL | NONE | DUCTS | YES | NO | 2.2 | 0.29 | K
JM | MICROLITE STANDARD DUCT WRAP TYPE 75 | FIBER GLASS | SINGLE MATERIAL | NONE | DUCTS | YES | NO | 3 | 0.29 | K
JM | MICROLITE STANDARD DUCT WRAP TYPE 100 | FIBER GLASS | SINGLE MATERIAL | NONE | DUCTS | YES | NO | 1.5 | 0.27 | K
JM | MICROLITE STANDARD DUCT WRAP TYPE 100 | FIBER GLASS | SINGLE MATERIAL | NONE | DUCTS | YES | NO | 2 | 0.27 | K
JM | MICROLITE STANDARD DUCT WRAP TYPE 150 | FIBER GLASS | SINGLE MATERIAL | NONE | DUCTS | YES | NO | 1.5 | 0.25 | K
JM | MICROLITE STANDARD DUCT WRAP TYPE 150 | FIBER GLASS | SINGLE MATERIAL | NONE | DUCTS | YES | NO | 2 | 0.25 | K
JM | MICROMAT 23 | FIBER GLASS | COMPOSITE | NONE | EQUIPMENT | YES | NO | 0.5 | 0.23 | K
JM | MICROMAT 24 | FIBER GLASS | COMPOSITE | NONE | EQUIPMENT | YES | NO | 0.5 | 0.24 | K
JM | MICROMAT 24 | FIBER GLASS | COMPOSITE | NONE | EQUIPMENT | YES | NO | 0.75 | 0.24 | K
JM | MICROMAT 24 | FIBER GLASS | COMPOSITE | NONE | EQUIPMENT | YES | NO | 1 | 0.24 | K
JM | MICROMAT 24 | FIBER GLASS | COMPOSITE | NONE | EQUIPMENT | YES | NO | 1.5 | 0.24 | K
JM | MICROMAT 25 | FIBER GLASS | COMPOSITE | NONE | EQUIPMENT | YES | NO | 0.5 | 0.25 | K
JM | MICROMAT 25 | FIBER GLASS | COMPOSITE | NONE | EQUIPMENT | YES | NO | 1 | 0.25 | K
JM | MICROMAT 26 | FIBER GLASS | COMPOSITE | NONE | EQUIPMENT | YES | NO | 0.75 | 0.26 | K
JM | MICROMAT 26 | FIBER GLASS | COMPOSITE | NONE | EQUIPMENT | YES | NO | 1 | 0.26 | K
JM | MICROMAT RX | FIBER GLASS | COMPOSITE | NONE | EQUIPMENT | YES | NO | 0.5 | 2.2 | R
JM | MICROMAT RX | FIBER GLASS | COMPOSITE | NONE | EQUIPMENT | YES | NO | 0.75 | 3.2 | R
JM | MICROMAT RX | FIBER GLASS | COMPOSITE | NONE | EQUIPMENT | YES | NO | 1 | 4.2 | R
JM | MOBINSUL R7 UNF | FIBER GLASS | SINGLE MATERIAL | NONE | CLG WALL FLR | YES | NO | 2.25 | 7 | R
JM | MOBINSUL R7 UNF | FIBER GLASS | SINGLE MATERIAL | NONE | CLG WALL FLR | YES | NO | 2.5 | 7 | R
JM | MOBINSUL R11 KF | FIBER GLASS | FACED SINGLE MATERIAL | PAPER | CLG WALL FLR | NO | YES | 3.5 | 11 | R
JM | MOBINSUL R11 UNF | FIBER GLASS | SINGLE MATERIAL | NONE | CLG WALL FLR | YES | NO | 3.5 | 11 | R
JM | MOBINSUL R11 UNF | FIBER GLASS | SINGLE MATERIAL | NONE | CLG WALL FLR | YES | NO | 4 | 11 | R
JM | MOBINSUL R13 UNF | FIBER GLASS | SINGLE MATERIAL | NONE | CLG WALL FLR | YES | YES | 3.5 | 13 | R
JM | MOBINSUL R14 UNF | FIBER GLASS | SINGLE MATERIAL | NONE | CLG WALL FLR | YES | NO | 5 | 14 | R
JM | MOBINSUL R19 KF | FIBER GLASS | FACED SINGLE MATERIAL | PAPER | CLG WALL FLR | NO | YES | 6.5 | 19 | R
JM | MOBINSUL R19 UNF | FIBER GLASS | SINGLE MATERIAL | NONE | CLG WALL FLR | YES | NO | 6.5 | 19 | R
JM | MOBINSUL R22 UNF | FIBER GLASS | SINGLE MATERIAL | NONE | CLG WALL FLR | YES | NO | 7.5 | 22 | R
JM | MULTI-PURPOSE | FIBER GLASS | SINGLE MATERIAL | NONE | CLG WALL FLR | YES | NO | 1 | 3 | R
JM | PANEL DECK FSK | FIBER GLASS | FACED SINGLE MATERIAL | METAL | ROOF DECK | YES | YES | 6.5 | 19 | R
JM | PANEL DECK FSK | FIBER GLASS | FACED SINGLE MATERIAL | METAL | ROOF DECK | YES | YES | 10.25 | 30 | R
JM | PANEL DECK PSK | FIBER GLASS | FACED SINGLE MATERIAL | PSK | ROOF DECK | YES | YES | 6.25 | 19 | R
JM | PANEL DECK PSK | FIBER GLASS | FACED SINGLE MATERIAL | PSK | ROOF DECK | YES | YES | 10.25 | 30 | R
JM | PEBS BLANKET | FIBER GLASS | SINGLE MATERIAL | NONE | CLG WALL FLR | YES | NO | 3 | 10 | R
JM | PEBS BLANKET | FIBER GLASS | SINGLE MATERIAL | NONE | CLG WALL FLR | YES | NO | 4.4 | 13 | R
JM | PEBS BLANKET | FIBER GLASS | SINGLE MATERIAL | NONE | CLG WALL FLR | YES | NO | 6 | 19 | R
JM | PEBS BLANKET | FIBER GLASS | SINGLE MATERIAL | NONE | CLG WALL FLR | YES | NO | 8 | 25 | R
JM | PEBS BLANKET | FIBER GLASS | SINGLE MATERIAL | NONE | CLG WALL FLR | YES | NO | 9 | 30 | R
JM | PRECIPITATOR SG | FIBER GLASS | SINGLE MATERIAL | NONE | EQUIPMENT | YES | NO | 1 | 0.23 | K
JM | PRECIPITATOR SG | FIBER GLASS | SINGLE MATERIAL | NONE | EQUIPMENT | YES | NO | 1.5 | 0.23 | K
JM | PRECIPITATOR SG | FIBER GLASS | SINGLE MATERIAL | NONE | EQUIPMENT | YES | NO | 2 | 0.23 | K
JM | PRECIPITATOR SG | FIBER GLASS | SINGLE MATERIAL | NONE | EQUIPMENT | YES | NO | 2.5 | 0.23 | K
JM | PRECIPITATOR SG | FIBER GLASS | SINGLE MATERIAL | NONE | EQUIPMENT | YES | NO | 3 | 0.23 | K
JM | PRECIPITATOR SG | FIBER GLASS | SINGLE MATERIAL | NONE | EQUIPMENT | YES | NO | 3.5 | 0.23 | K
JM | R11 FSK | FIBER GLASS | FACED SINGLE MATERIAL | METAL | WALL | YES | YES | 3.5 | 11 | R
JM | R11 FSK | FIBER GLASS | FACED SINGLE MATERIAL | METAL | WALL | YES | YES | 3.63 | 11 | R
JM | R13 FSK | FIBER GLASS | FACED SINGLE MATERIAL | METAL | CEILING | YES | YES | 3.625 | 13 | R
JM | R19 FSK | FIBER GLASS | FACED SINGLE MATERIAL | METAL | CLG WALL | YES | YES | 6.5 | 19 | R
JM | R21 FSK | FIBER GLASS | FACED SINGLE MATERIAL | METAL | CEILING | YES | YES | 5.5 | 21 | R
JM | R30 FSK | FIBER GLASS | FACED SINGLE MATERIAL | METAL | CEILING | YES | YES | 10.25 | 30 | R
JM | R38 FSK | FIBER GLASS | FACED SINGLE MATERIAL | METAL | CEILING | YES | YES | 12 | 38 | R
JM | R38 FSK | FIBER GLASS | FACED SINGLE MATERIAL | METAL | CEILING | YES | YES | 12.5 | 38 | R
JM | SG SERIES SPIN-GLAS SG22 | FIBER GLASS | SINGLE MATERIAL | NONE | EQUIPMENT | NO | NO | 0.5 | 0.22 | K
JM | SG SERIES SPIN-GLAS SG22 | FIBER GLASS | SINGLE MATERIAL | NONE | EQUIPMENT | NO | NO | 1 | 0.22 | K
JM | SG SERIES SPIN-GLAS SG22 | FIBER GLASS | SINGLE MATERIAL | NONE | EQUIPMENT | NO | NO | 1.5 | 0.22 | K
JM | SG SERIES SPIN-GLAS SG22 | FIBER GLASS | SINGLE MATERIAL | NONE | EQUIPMENT | NO | NO | 2 | 0.22 | K
JM | SG SERIES SPIN-GLAS SG22 | FIBER GLASS | SINGLE MATERIAL | NONE | EQUIPMENT | NO | NO | 2.5 | 0.22 | K
JM | SG SERIES SPIN-GLAS SG22 | FIBER GLASS | SINGLE MATERIAL | NONE | EQUIPMENT | NO | NO | 3 | 0.22 | K
JM | SG SERIES SPIN-GLAS SG22 | FIBER GLASS | SINGLE MATERIAL | NONE | EQUIPMENT | NO | NO | 3.5 | 0.22 | K
JM | SG SERIES SPIN-GLAS SG22 | FIBER GLASS | SINGLE MATERIAL | NONE | EQUIPMENT | NO | NO | 4 | 0.22 | K
JM | SG SERIES SPIN-GLAS SG23 | FIBER GLASS | SINGLE MATERIAL | NONE | EQUIPMENT | NO | NO | 0.5 | 0.23 | K
JM | SG SERIES SPIN-GLAS SG23 | FIBER GLASS | SINGLE MATERIAL | NONE | EQUIPMENT | NO | NO | 1 | 0.23 | K
JM | SG SERIES SPIN-GLAS SG23 | FIBER GLASS | SINGLE MATERIAL | NONE | EQUIPMENT | NO | NO | 1.5 | 0.23 | K
JM | SG SERIES SPIN-GLAS SG23 | FIBER GLASS | SINGLE MATERIAL | NONE | EQUIPMENT | NO | NO | 2 | 0.23 | K
JM | SG SERIES SPIN-GLAS SG23 | FIBER GLASS | SINGLE MATERIAL | NONE | EQUIPMENT | NO | NO | 2.5 | 0.23 | K
JM | SG SERIES SPIN-GLAS SG23 | FIBER GLASS | SINGLE MATERIAL | NONE | EQUIPMENT | NO | NO | 3 | 0.23 | K
JM | SG SERIES SPIN-GLAS SG23 | FIBER GLASS | SINGLE MATERIAL | NONE | EQUIPMENT | NO | NO | 3.5 | 0.23 | K
JM | SG SERIES SPIN-GLAS SG23 | FIBER GLASS | SINGLE MATERIAL | NONE | EQUIPMENT | NO | NO | 4 | 0.23 | K
JM | SG SERIES SPIN-GLAS SG24 | FIBER GLASS | SINGLE MATERIAL | NONE | EQUIPMENT | NO | NO | 0.5 | 0.24 | K
JM | SG SERIES SPIN-GLAS SG24 | FIBER GLASS | SINGLE MATERIAL | NONE | EQUIPMENT | NO | NO | 1 | 0.24 | K
JM | SG SERIES SPIN-GLAS SG24 | FIBER GLASS | SINGLE MATERIAL | NONE | EQUIPMENT | NO | NO | 1.5 | 0.24 | K
JM | SG SERIES SPIN-GLAS SG24 | FIBER GLASS | SINGLE MATERIAL | NONE | EQUIPMENT | NO | NO | 2 | 0.24 | K
JM | SG SERIES SPIN-GLAS SG24 | FIBER GLASS | SINGLE MATERIAL | NONE | EQUIPMENT | NO | NO | 2.5 | 0.24 | K
JM | SG SERIES SPIN-GLAS SG24 | FIBER GLASS | SINGLE MATERIAL | NONE | EQUIPMENT | NO | NO | 3 | 0.24 | K
JM | SG SERIES SPIN-GLAS SG24 | FIBER GLASS | SINGLE MATERIAL | NONE | EQUIPMENT | NO | NO | 3.5 | 0.24 | K
JM | SG SERIES SPIN-GLAS SG24 | FIBER GLASS | SINGLE MATERIAL | NONE | EQUIPMENT | NO | NO | 4 | 0.24 | K
JM | SG SERIES SPIN-GLAS SG25 | FIBER GLASS | SINGLE MATERIAL | NONE | EQUIPMENT | NO | NO | 0.5 | 0.25 | K
JM | SG SERIES SPIN-GLAS SG25 | FIBER GLASS | SINGLE MATERIAL | NONE | EQUIPMENT | NO | NO | 1 | 0.25 | K
JM | SG SERIES SPIN-GLAS SG25 | FIBER GLASS | SINGLE MATERIAL | NONE | EQUIPMENT | NO | NO | 1.5 | 0.25 | K
JM | SG SERIES SPIN-GLAS SG25 | FIBER GLASS | SINGLE MATERIAL | NONE | EQUIPMENT | NO | NO | 2 | 0.25 | K
JM | SG SERIES SPIN-GLAS SG25 | FIBER GLASS | SINGLE MATERIAL | NONE | EQUIPMENT | NO | NO | 2.5 | 0.25 | K
JM | SG SERIES SPIN-GLAS SG25 | FIBER GLASS | SINGLE MATERIAL | NONE | EQUIPMENT | NO | NO | 3 | 0.25 | K
JM | SG SERIES SPIN-GLAS SG25 | FIBER GLASS | SINGLE MATERIAL | NONE | EQUIPMENT | NO | NO | 3.5 | 0.25 | K
JM | SG SERIES SPIN-GLAS SG25 | FIBER GLASS | SINGLE MATERIAL | NONE | EQUIPMENT | NO | NO | 4 | 0.25 | K
JM | SG SERIES SPIN-GLAS SG26 | FIBER GLASS | SINGLE MATERIAL | NONE | EQUIPMENT | NO | NO | 0.5 | 0.26 | K
JM | SG SERIES SPIN-GLAS SG26 | FIBER GLASS | SINGLE MATERIAL | NONE | EQUIPMENT | NO | NO | 1 | 0.26 | K
JM | SG SERIES SPIN-GLAS SG26 | FIBER GLASS | SINGLE MATERIAL | NONE | EQUIPMENT | NO | NO | 1.5 | 0.26 | K
JM | SG SERIES SPIN-GLAS SG26 | FIBER GLASS | SINGLE MATERIAL | NONE | EQUIPMENT | NO | NO | 2 | 0.26 | K
JM | SG SERIES SPIN-GLAS SG26 | FIBER GLASS | SINGLE MATERIAL | NONE | EQUIPMENT | NO | NO | 2.5 | 0.26 | K
JM | SG SERIES SPIN-GLAS SG26 | FIBER GLASS | SINGLE MATERIAL | NONE | EQUIPMENT | NO | NO | 3 | 0.26 | K
JM | SG SERIES SPIN-GLAS SG26 | FIBER GLASS | SINGLE MATERIAL | NONE | EQUIPMENT | NO | NO | 3.5 | 0.26 | K
JM | SG SERIES SPIN-GLAS SG26 | FIBER GLASS | SINGLE MATERIAL | NONE | EQUIPMENT | NO | NO | 4 | 0.26 | K
JM | SG SERIES SPIN-GLAS SG28 | FIBER GLASS | SINGLE MATERIAL | NONE | EQUIPMENT | NO | NO | 0.5 | 0.27 | K
JM | SG SERIES SPIN-GLAS SG28 | FIBER GLASS | SINGLE MATERIAL | NONE | EQUIPMENT | NO | NO | 1 | 0.27 | K
JM | SG SERIES SPIN-GLAS SG28 | FIBER GLASS | SINGLE MATERIAL | NONE | EQUIPMENT | NO | NO | 1.5 | 0.27 | K
JM | SG SERIES SPIN-GLAS SG28 | FIBER GLASS | SINGLE MATERIAL | NONE | EQUIPMENT | NO | NO | 2 | 0.27 | K
JM | SG SERIES SPIN-GLAS SG28 | FIBER GLASS | SINGLE MATERIAL | NONE | EQUIPMENT | NO | NO | 2.5 | 0.27 | K
JM | SG SERIES SPIN-GLAS SG28 | FIBER GLASS | SINGLE MATERIAL | NONE | EQUIPMENT | NO | NO | 3 | 0.27 | K
JM | SG SERIES SPIN-GLAS SG28 | FIBER GLASS | SINGLE MATERIAL | NONE | EQUIPMENT | NO | NO | 3.5 | 0.27 | K
JM | SG SERIES SPIN-GLAS SG28 | FIBER GLASS | SINGLE MATERIAL | NONE | EQUIPMENT | NO | NO | 4 | 0.27 | K
JM | SG SERIES SPIN-GLAS SG30 | FIBER GLASS | SINGLE MATERIAL | NONE | EQUIPMENT | NO | NO | 0.5 | 0.3 | K
JM | SG SERIES SPIN-GLAS SG30 | FIBER GLASS | SINGLE MATERIAL | NONE | EQUIPMENT | NO | NO | 1 | 0.3 | K
JM | SG SERIES SPIN-GLAS SG30 | FIBER GLASS | SINGLE MATERIAL | NONE | EQUIPMENT | NO | NO | 1.5 | 0.3 | K
JM | SG SERIES SPIN-GLAS SG30 | FIBER GLASS | SINGLE MATERIAL | NONE | EQUIPMENT | NO | NO | 2 | 0.3 | K
JM | SG SERIES SPIN-GLAS SG30 | FIBER GLASS | SINGLE MATERIAL | NONE | EQUIPMENT | NO | NO | 2.5 | 0.3 | K
JM | SG SERIES SPIN-GLAS SG30 | FIBER GLASS | SINGLE MATERIAL | NONE | EQUIPMENT | NO | NO | 3 | 0.3 | K
JM | SG SERIES SPIN-GLAS SG30 | FIBER GLASS | SINGLE MATERIAL | NONE | EQUIPMENT | NO | NO | 3.5 | 0.3 | K
JM | SG SERIES SPIN-GLAS SG30 | FIBER GLASS | SINGLE MATERIAL | NONE | EQUIPMENT | NO | NO | 4 | 0.3 | K
JM | SG SERIES SPIN-GLAS SG32 | FIBER GLASS | SINGLE MATERIAL | NONE | EQUIPMENT | NO | NO | 0.5 | 0.32 | K
JM | SG SERIES SPIN-GLAS SG32 | FIBER GLASS | SINGLE MATERIAL | NONE | EQUIPMENT | NO | NO | 1 | 0.32 | K
JM | SG SERIES SPIN-GLAS SG32 | FIBER GLASS | SINGLE MATERIAL | NONE | EQUIPMENT | NO | NO | 1.5 | 0.32 | K
JM | SG SERIES SPIN-GLAS SG32 | FIBER GLASS | SINGLE MATERIAL | NONE | EQUIPMENT | NO | NO | 2 | 0.32 | K
JM | SG SERIES SPIN-GLAS SG32 | FIBER GLASS | SINGLE MATERIAL | NONE | EQUIPMENT | NO | NO | 2.5 | 0.32 | K
JM | SG SERIES SPIN-GLAS SG32 | FIBER GLASS | SINGLE MATERIAL | NONE | EQUIPMENT | NO | NO | 3 | 0.32 | K
JM | SG SERIES SPIN-GLAS SG32 | FIBER GLASS | SINGLE MATERIAL | NONE | EQUIPMENT | NO | NO | 3.5 | 0.32 | K
JM | SG SERIES SPIN-GLAS SG32 | FIBER GLASS | SINGLE MATERIAL | NONE | EQUIPMENT | NO | NO | 4 | 0.32 | K
JM | SG SERIES SPIN-GLAS SG34 | FIBER GLASS | SINGLE MATERIAL | NONE | EQUIPMENT | NO | NO | 0.5 | 0.34 | K
JM | SG SERIES SPIN-GLAS SG34 | FIBER GLASS | SINGLE MATERIAL | NONE | EQUIPMENT | NO | NO | 1 | 0.34 | K
JM | SG SERIES SPIN-GLAS SG34 | FIBER GLASS | SINGLE MATERIAL | NONE | EQUIPMENT | NO | NO | 1.5 | 0.34 | K
JM | SG SERIES SPIN-GLAS SG34 | FIBER GLASS | SINGLE MATERIAL | NONE | EQUIPMENT | NO | NO | 2 | 0.34 | K
JM | SG SERIES SPIN-GLAS SG34 | FIBER GLASS | SINGLE MATERIAL | NONE | EQUIPMENT | NO | NO | 2.5 | 0.34 | K
JM | SG SERIES SPIN-GLAS SG34 | FIBER GLASS | SINGLE MATERIAL | NONE | EQUIPMENT | NO | NO | 3 | 0.34 | K
JM | SG SERIES SPIN-GLAS SG34 | FIBER GLASS | SINGLE MATERIAL | NONE | EQUIPMENT | NO | NO | 3.5 | 0.34 | K
JM | SG SERIES SPIN-GLAS SG34 | FIBER GLASS | SINGLE MATERIAL | NONE | EQUIPMENT | NO | NO | 4 | 0.34 | K
JM | SPIRAL SG 75 | FIBER GLASS | SINGLE MATERIAL | NONE | DUCTS | YES | NO | 1 | 0.3 | K
JM | SPIRAL SG 75 | FIBER GLASS | SINGLE MATERIAL | NONE | DUCTS | YES | NO | 2 | 0.3 | K
JM | SPIRAL SG 85 | FIBER GLASS | SINGLE MATERIAL | NONE | DUCTS | YES | NO | 1 | 0.27 | K
JM | SPIRAL SG 85 | FIBER GLASS | SINGLE MATERIAL | NONE | DUCTS | YES | NO | 2 | 0.27 | K
JM | SPIRAL SG 100 | FIBER GLASS | SINGLE MATERIAL | NONE | DUCTS | YES | NO | 1 | 0.26 | K
JM | SPIRAL SG 100 | FIBER GLASS | SINGLE MATERIAL | NONE | DUCTS | YES | NO | 2 | 0.26 | K
JM | SPIRAL SG 125 | FIBER GLASS | SINGLE MATERIAL | NONE | DUCTS | YES | NO | 1 | 0.25 | K
JM | SPIRAL SG 125 | FIBER GLASS | SINGLE MATERIAL | NONE | DUCTS | YES | NO | 2 | 0.25 | K
JM | SPIRAL SG 150 | FIBER GLASS | SINGLE MATERIAL | NONE | DUCTS | YES | NO | 1 | 0.24 | K
JM | SPIRAL SG 150 | FIBER GLASS | SINGLE MATERIAL | NONE | DUCTS | YES | NO | 2 | 0.24 | K
JM | T.A.B. R11 KF | FIBER GLASS | FACED SINGLE MATERIAL | PAPER | CEILING | NO | YES | 4 | 11 | R
JM | T.A.B. R19 KF | FIBER GLASS | FACED SINGLE MATERIAL | PAPER | CEILING | NO | YES | 6.75 | 19 | R
JM | TUF-GLAS/VALULITE 24 | FIBER GLASS | SINGLE MATERIAL | NONE | EQUIPMENT | NO | NO | 0.5 | 0.24 | K
JM | TUF-GLAS/VALULITE 24 | FIBER GLASS | SINGLE MATERIAL | NONE | EQUIPMENT | NO | NO | 1 | 0.24 | K
JM | TUF-GLAS/VALULITE 25 | FIBER GLASS | SINGLE MATERIAL | NONE | EQUIPMENT | NO | NO | 0.5 | 0.25 | K
JM | TUF-GLAS/VALULITE 25 | FIBER GLASS | SINGLE MATERIAL | NONE | EQUIPMENT | NO | NO | 1 | 0.25 | K
JM | TUF-SKIN | FIBER GLASS | COMPOSITE | FIBERGLASS | EQUIPMENT | YES | NO | 0.5 | 0.48 | C
JM | TUF-SKIN | FIBER GLASS | COMPOSITE | FIBERGLASS | EQUIPMENT | YES | NO | 0.75 | 0.31 | C
JM | TUF-SKIN | FIBER GLASS | COMPOSITE | FIBERGLASS | EQUIPMENT | YES | NO | 1 | 0.24 | C
JM | TUF-SKIN | FIBER GLASS | COMPOSITE | FIBERGLASS | EQUIPMENT | YES | NO | 1.5 | 0.17 | C
JM | TUF-SKIN | FIBER GLASS | COMPOSITE | FIBERGLASS | EQUIPMENT | YES | NO | 2 | 0.13 | C
JM | TUF-SKIN II | FIBER GLASS | COMPOSITE | FIBERGLASS | EQUIPMENT | YES | NO | 0.5 | 0.52 | C
JM | TUF-SKIN II | FIBER GLASS | COMPOSITE | FIBERGLASS | EQUIPMENT | YES | NO | 0.75 | 0.36 | C
JM | TUF-SKIN II | FIBER GLASS | COMPOSITE | FIBERGLASS | EQUIPMENT | YES | NO | 1 | 0.26 | C
JM | TUF-SKIN II | FIBER GLASS | COMPOSITE | FIBERGLASS | EQUIPMENT | YES | NO | 1.5 | 0.18 | C
JM | TUF-SKIN II | FIBER GLASS | COMPOSITE | FIBERGLASS | EQUIPMENT | YES | NO | 2 | 0.13 | C
JM | ZESTON HI-LO INSULATION INSERTS | FIBER GLASS | SINGLE MATERIAL | NONE | EQUIPMENT | YES | NO | 2 | 0.26 | K
| NOTE: KF = Kraft-Faced |  | UNF = SINGLE MATERIAL |  | KF/FF = Kraft-Faced Formaldehyde-Free
* DESCRIPTION OF BRAND CODES:
JM = JOHNS MANVILLE
Knauf Insulation - T 1002 |  |  |  | Updated 06/30/2023
KNF | CBI-25 BLDG INS | FIBERGLASS | FACED SINGLE MATERIAL | METAL | CEILING | YES | YES | 6.5 | 22 | R
KNF | CBI-25 BLDG INS | FIBERGLASS | FACED SINGLE MATERIAL | METAL | CEILING | YES | YES | 8.25 | 30 | R
KNF | CBI-25 BLDG INS | FIBERGLASS | FACED SINGLE MATERIAL | METAL | CEILING | YES | YES | 10 | 30 | R
KNF | CBI-25 BLDG INS | FIBERGLASS | FACED SINGLE MATERIAL | METAL | CEILING | YES | YES | 10.25 | 38 | R
KNF | CBI-25 BLDG INS | FIBERGLASS | FACED SINGLE MATERIAL | METAL | CEILING | YES | YES | 12 | 38 | R
KNF | CBI-25 BLDG INS | FIBERGLASS | FACED SINGLE MATERIAL | METAL | WALL | YES | YES | 3.5 | 11 | R
KNF | CBI-25 BLDG INS | FIBERGLASS | FACED SINGLE MATERIAL | METAL | WALL | YES | YES | 3.5 | 13 | R
KNF | CBI-25 BLDG INS | FIBERGLASS | FACED SINGLE MATERIAL | METAL | WALL | YES | YES | 3.5 | 15 | R
KNF | CBI-25 BLDG INS | FIBERGLASS | FACED SINGLE MATERIAL | METAL | WALL CLG | YES | YES | 6.25 | 19 | R
KNF | FLXDTLINEM 1.5 PCF | FIBERGLASS | FACED SINGLE MATERIAL | PLASTIC | DUCTS | NO | NO | 1 | 0.25 | C
KNF | FLXDTLINEM 1.5 PCF | FIBERGLASS | FACED SINGLE MATERIAL | PLASTIC | DUCTS | NO | NO | 1.5 | 0.17 | C
KNF | FLXDTLINEM 1.5 PCF | FIBERGLASS | FACED SINGLE MATERIAL | PLASTIC | DUCTS | NO | NO | 2 | 0.13 | C
KNF | FLXDTLINEM 2.0 PCF | FIBERGLASS | FACED SINGLE MATERIAL | PLASTIC | DUCTS | NO | NO | 0.5 | 0.48 | C
KNF | FLXDTLINEM 2.0 PCF | FIBERGLASS | FACED SINGLE MATERIAL | PLASTIC | DUCTS | NO | NO | 1 | 0.24 | C
KNF | FLXDTLINEM 2.0 PCF | FIBERGLASS | FACED SINGLE MATERIAL | PLASTIC | DUCTS | NO | NO | 1.5 | 0.16 | C
KNF | FOIL FACED BLDG INS | FIBERGLASS | FACED SINGLE MATERIAL | METAL | CEILING | NO | YES | 6.5 | 22 | R
KNF | FOIL FACED BLDG INS | FIBERGLASS | FACED SINGLE MATERIAL | METAL | CEILING | NO | YES | 8.25 | 30 | R
KNF | FOIL FACED BLDG INS | FIBERGLASS | FACED SINGLE MATERIAL | METAL | CEILING | NO | YES | 10 | 30 | R
KNF | FOIL FACED BLDG INS | FIBERGLASS | FACED SINGLE MATERIAL | METAL | CEILING | NO | YES | 10.25 | 38 | R
KNF | FOIL FACED BLDG INS | FIBERGLASS | FACED SINGLE MATERIAL | METAL | CEILING | NO | YES | 12 | 38 | R
KNF | FOIL FACED BLDG INS | FIBERGLASS | FACED SINGLE MATERIAL | METAL | WALL | NO | YES | 3.5 | 11 | R
KNF | FOIL FACED BLDG INS | FIBERGLASS | FACED SINGLE MATERIAL | METAL | WALL | NO | YES | 3.5 | 13 | R
KNF | FOIL FACED BLDG INS | FIBERGLASS | FACED SINGLE MATERIAL | METAL | WALL | NO | YES | 3.5 | 15 | R
KNF | FOIL FACED BLDG INS | FIBERGLASS | FACED SINGLE MATERIAL | METAL | WALL CLG | NO | YES | 5.5 | 21 | R
KNF | FOIL FACED BLDG INS | FIBERGLASS | FACED SINGLE MATERIAL | METAL | WALL CLG | NO | YES | 6.25 | 19 | R
KNF | KRAFT FACED BLDG INS | FIBERGLASS | FACED SINGLE MATERIAL | PAPER | CEILING | NO | YES | 6.5 | 22 | R
KNF | KRAFT FACED BLDG INS | FIBERGLASS | FACED SINGLE MATERIAL | PAPER | CEILING | NO | YES | 8.25 | 30 | R
KNF | KRAFT FACED BLDG INS | FIBERGLASS | FACED SINGLE MATERIAL | PAPER | CEILING | NO | YES | 10 | 30 | R
KNF | KRAFT FACED BLDG INS | FIBERGLASS | FACED SINGLE MATERIAL | PAPER | CEILING | NO | YES | 10.25 | 38 | R
KNF | KRAFT FACED BLDG INS | FIBERGLASS | FACED SINGLE MATERIAL | PAPER | CEILING | NO | YES | 12 | 38 | R
KNF | KRAFT FACED BLDG INS | FIBERGLASS | FACED SINGLE MATERIAL | PAPER | CEILING | NO | YES | 13.75 | 49 | R
KNF | KRAFT FACED BLDG INS | FIBERGLASS | FACED SINGLE MATERIAL | PAPER | FLOOR | NO | YES | 8 | 25 | R
KNF | KRAFT FACED BLDG INS | FIBERGLASS | FACED SINGLE MATERIAL | PAPER | WALL | NO | YES | 3.5 | 11 | R
KNF | KRAFT FACED BLDG INS | FIBERGLASS | FACED SINGLE MATERIAL | PAPER | WALL | NO | YES | 3.5 | 13 | R
KNF | KRAFT FACED BLDG INS | FIBERGLASS | FACED SINGLE MATERIAL | PAPER | WALL | NO | YES | 3.5 | 15 | R
KNF | KRAFT FACED BLDG INS | FIBERGLASS | FACED SINGLE MATERIAL | PAPER | WALL CLG | NO | YES | 5.5 | 21 | R
KNF | KRAFT FACED BLDG INS | FIBERGLASS | FACED SINGLE MATERIAL | PAPER | WALL CLG | NO | YES | 5.5 | 23 | R
KNF | KRAFT FACED BLDG INS | FIBERGLASS | FACED SINGLE MATERIAL | PAPER | WALL CLG | NO | YES | 6.25 | 19 | R
KNF | KRAFT FACED BLDG INS IRD | FIBERGLASS | FACED SINGLE MATERIAL | PAPER | ROOF DECK | NO | YES | 6.25 | 19 | R
KNF | MANUFACTURED HSING | FIBERGLASS | SINGLE MATERIAL | NONE | CEILING | YES | NO | 9.5 | 30 | R
KNF | MANUFACTURED HSING | FIBERGLASS | SINGLE MATERIAL | NONE | CLG FLR | YES | NO | 4.5 | 14 | R
KNF | MANUFACTURED HSING | FIBERGLASS | SINGLE MATERIAL | NONE | CLG FLR | YES | NO | 6.25 | 19 | R
KNF | MANUFACTURED HSING | FIBERGLASS | SINGLE MATERIAL | NONE | WALL | YES | NO | 1.5 | 5 | R
KNF | MANUFACTURED HSING | FIBERGLASS | SINGLE MATERIAL | NONE | WALL | YES | NO | 2.25 | 7 | R
KNF | MANUFACTURED HSING | FIBERGLASS | SINGLE MATERIAL | NONE | WALL | YES | NO | 3.5 | 11 | R
KNF | MANUFACTURED HSING | FIBERGLASS | SINGLE MATERIAL | NONE | WALL | YES | NO | 3.5 | 13 | R
KNF | MASONARY WALL INS | FIBERGLASS | SINGLE MATERIAL | NONE | WALL | YES | NO | 0.75 | 3 | R
KNF | MASONARY WALL INS | FIBERGLASS | SINGLE MATERIAL | NONE | WALL | YES | NO | 1.5 | 5 | R
KNF | METAL BUILDING INS | FIBERGLASS | SINGLE MATERIAL | NONE | WALL CLG | YES | NO | 3 | 10 | R
KNF | METAL BUILDING INS | FIBERGLASS | SINGLE MATERIAL | NONE | WALL CLG | YES | NO | 3.5 | 11 | R
KNF | METAL BUILDING INS | FIBERGLASS | SINGLE MATERIAL | NONE | WALL CLG | YES | NO | 4 | 13 | R
KNF | METAL BUILDING INS | FIBERGLASS | SINGLE MATERIAL | NONE | WALL CLG | YES | NO | 5 | 16 | R
KNF | METAL BUILDING INS | FIBERGLASS | SINGLE MATERIAL | NONE | WALL CLG | YES | NO | 6 | 19 | R
KNF | METAL BUILDING INS | FIBERGLASS | SINGLE MATERIAL | NONE | WALL CLG | YES | NO | 8 | 25 | R
KNF | METAL BUILDING INS | FIBERGLASS | SINGLE MATERIAL | NONE | WALL CLG | YES | NO | 9.5 | 30 | R
KNF | UMBI | FIBERGLASS | SINGLE MATERIAL | NONE | WALL CLG | YES | NO | 3 | 10 | R
KNF | UMBI | FIBERGLASS | SINGLE MATERIAL | NONE | WALL CLG | YES | NO | 3.5 | 12 | R
KNF | UMBI | FIBERGLASS | SINGLE MATERIAL | NONE | WALL CLG | YES | NO | 4.25 | 14 | R
KNF | UMBI | FIBERGLASS | SINGLE MATERIAL | NONE | WALL CLG | YES | NO | 6 | 20 | R
KNF | UNFACED BLDS INS | FIBERGLASS | SINGLE MATERIAL | NONE | CEILING | YES | NO | 6.5 | 22 | R
KNF | UNFACED BLDS INS | FIBERGLASS | SINGLE MATERIAL | NONE | CEILING | YES | NO | 8.25 | 30 | R
KNF | UNFACED BLDS INS | FIBERGLASS | SINGLE MATERIAL | NONE | CEILING | YES | NO | 10 | 30 | R
KNF | UNFACED BLDS INS | FIBERGLASS | SINGLE MATERIAL | NONE | CEILING | YES | NO | 10.25 | 38 | R
KNF | UNFACED BLDS INS | FIBERGLASS | SINGLE MATERIAL | NONE | CEILING | YES | NO | 12 | 38 | R
KNF | UNFACED BLDS INS | FIBERGLASS | SINGLE MATERIAL | NONE | CEILING | YES | NO | 13.75 | 49 | R
KNF | UNFACED BLDS INS | FIBERGLASS | SINGLE MATERIAL | NONE | FLOOR | YES | NO | 8 | 25 | R
KNF | UNFACED BLDS INS | FIBERGLASS | SINGLE MATERIAL | NONE | WALL | YES | NO | 2.5 | 8 | R
KNF | UNFACED BLDS INS | FIBERGLASS | SINGLE MATERIAL | NONE | WALL | YES | NO | 3.5 | 11 | R
KNF | UNFACED BLDS INS | FIBERGLASS | SINGLE MATERIAL | NONE | WALL | YES | NO | 3.5 | 13 | R
KNF | UNFACED BLDS INS | FIBERGLASS | SINGLE MATERIAL | NONE | WALL | YES | NO | 3.5 | 15 | R
KNF | UNFACED BLDS INS | FIBERGLASS | SINGLE MATERIAL | NONE | WALL CLG | YES | NO | 5.5 | 21 | R
KNF | UNFACED BLDS INS | FIBERGLASS | SINGLE MATERIAL | NONE | WALL CLG | YES | NO | 5.5 | 23 | R
KNF | UNFACED BLDS INS | FIBERGLASS | SINGLE MATERIAL | NONE | WALL CLG | YES | NO | 6.25 | 19 | R
* DESCRIPTION OF BRAND CODES:
KNF = KNAUF INSULATION
Owens Corning Insulating Systems LLC - T 1428 |  |  |  | Updated 12/15/2023
FG | ROTARY DUCT LINER R-2.2 | FIBERGLASS | SINGLE MATERIAL | OTHER | DUCTS | YES | NO | 0.5 | 0.23 | K
FG | ROTARY DUCT LINER R-4.2 | FIBERGLASS | SINGLE MATERIAL | OTHER | DUCTS | YES | NO | 1 | 0.24 | K
FG | ROTARY DUCT LINER R-6 | FIBERGLASS | SINGLE MATERIAL | OTHER | DUCTS | YES | NO | 1.5 | 0.24 | K
FG | ROTARY DUCT LINER R-8 | FIBERGLASS | SINGLE MATERIAL | OTHER | DUCTS | YES | NO | 2 | 0.24 | K
FG | DUCT LINER HD-ROLL | FIBERGLASS | SINGLE MATERIAL | OTHER | DUCTS | YES | NO | 1 | 0.23 | K
FG | FLAME SPREAD 25 | FIBERGLASS | FACED SINGLE MATERIAL | METAL | CLG WALL FLR | YES | YES | 3.5 | 13 | R
FG | FLAME SPREAD 25 | FIBERGLASS | FACED SINGLE MATERIAL | METAL | CLG WALL FLR | YES | YES | 6 | 21 | R
FG | FLAME SPREAD 25 | FIBERGLASS | FACED SINGLE MATERIAL | METAL | CLG WALL FLR | YES | YES | 6.5 | 19 | R
FG | FLAME SPREAD 25 | FIBERGLASS | FACED SINGLE MATERIAL | METAL | CLG WALL FLR | YES | YES | 10 | 30 | R
FG | FLAME SPREAD 25 | FIBERGLASS | FACED SINGLE MATERIAL | METAL | CLG WALL FLR | YES | YES | 12.5 | 38 | R
FG | FLAME SPREAD 25 | FIBERGLASS | FACED SINGLE MATERIAL | POLY | CLG WALL FLR | YES | YES | 3.5 | 13 | R
FG | FLAME SPREAD 25 | FIBERGLASS | FACED SINGLE MATERIAL | POLY | CLG WALL FLR | YES | YES | 6.5 | 19 | R
FG | FOIL FACED B INS | FIBERGLASS | FACED SINGLE MATERIAL | METAL | CLG WALL FLR | NO | YES | 3.5 | 11 | R
FG | FOIL FACED B INS | FIBERGLASS | FACED SINGLE MATERIAL | METAL | CLG WALL FLR | NO | YES | 3.5 | 13 | R
FG | FOIL FACED B INS | FIBERGLASS | FACED SINGLE MATERIAL | METAL | CLG WALL FLR | NO | YES | 6.5 | 19 | R
FG | FOIL FACED B INS | FIBERGLASS | FACED SINGLE MATERIAL | METAL | CLG WALL FLR | NO | YES | 10 | 30 | R
FG | KRAFT FACED B IN | FIBERGLASS | FACED SINGLE MATERIAL | PAPER | CLG FLR | NO | YES | 9.5 | 30 | R
FG | KRAFT FACED B IN | FIBERGLASS | FACED SINGLE MATERIAL | PAPER | CLG FLR | NO | YES | 10 | 30 | R
FG | KRAFT FACED B IN | FIBERGLASS | FACED SINGLE MATERIAL | PAPER | CLG FLR | NO | YES | 12.5 | 38 | R
FG | KRAFT FACED B IN | FIBERGLASS | FACED SINGLE MATERIAL | PAPER | CLG FLR | NO | YES | 14 | 49 | R
FG | KRAFT FACED B IN | FIBERGLASS | FACED SINGLE MATERIAL | PAPER | CLG WALL FLR | NO | YES | 3.5 | 11 | R
FG | KRAFT FACED B IN | FIBERGLASS | FACED SINGLE MATERIAL | PAPER | CLG WALL FLR | NO | YES | 3.5 | 13 | R
FG | KRAFT FACED B IN | FIBERGLASS | FACED SINGLE MATERIAL | PAPER | CLG WALL FLR | NO | YES | 6.25 | 19 | R
FG | KRAFT FACED B IN | FIBERGLASS | FACED SINGLE MATERIAL | PAPER | CLG WALL FLR | NO | YES | 6.5 | 19 | R
FG | KRAFT FACED B IN | FIBERGLASS | FACED SINGLE MATERIAL | PAPER | CLG WALL FLR | NO | YES | 6.75 | 22 | R
FG | KRAFT FACED B IN | FIBERGLASS | FACED SINGLE MATERIAL | PAPER | WALL | NO | YES | 3.5 | 15 | R
FG | KRAFT FACED B IN | FIBERGLASS | FACED SINGLE MATERIAL | PAPER | WALL | NO | YES | 5.5 | 21 | R
FG | KRAFT FACED B IN | FIBERGLASS | FACED SINGLE MATERIAL | PAPER | WALL | NO | YES | 6 | 21 | R
FG | MBI CERTIFIED R | FIBERGLASS | SINGLE MATERIAL | NONE | CLG WALL | YES | NO | 3.4 | 10 | R
FG | MBI CERTIFIED R | FIBERGLASS | SINGLE MATERIAL | NONE | CLG WALL | YES | NO | 3.7 | 11 | R
FG | MBI CERTIFIED R | FIBERGLASS | SINGLE MATERIAL | NONE | CLG WALL | YES | NO | 4.3 | 13 | R
FG | MBI CERTIFIED R | FIBERGLASS | SINGLE MATERIAL | NONE | CLG WALL | YES | NO | 5.3 | 16 | R
FG | MBI CERTIFIED R | FIBERGLASS | SINGLE MATERIAL | NONE | CLG WALL | YES | NO | 6.3 | 19 | R
FG | MBI CERTIFIED R | FIBERGLASS | SINGLE MATERIAL | NONE | CLG WALL | YES | NO | 6.5 | 20 | R
FG | MBI CERTIFIED R | FIBERGLASS | SINGLE MATERIAL | NONE | CLG WALL | YES | NO | 8 | 25 | R
FG | MBI CERTIFIED R | FIBERGLASS | SINGLE MATERIAL | NONE | CLG WALL | YES | NO | 9.25 | 30 | R
FG | R30 CATHEDRAL KR | FIBERGLASS | FACED SINGLE MATERIAL | PAPER | CEILING | NO | YES | 8.25 | 30 | R
FG | R30 CATHEDRAL UN | FIBERGLASS | SINGLE MATERIAL | NONE | CEILING | YES | NO | 8.25 | 30 | R
FG | R38 CATHEDRAL KR | FIBERGLASS | FACED SINGLE MATERIAL | PAPER | CEILING | NO | YES | 10.25 | 38 | R
FG | R38 CATHEDRAL UN | FIBERGLASS | SINGLE MATERIAL | NONE | CEILING | YES | NO | 10.25 | 38 | R
FG | TIW TYPE 1-HP | FIBERGLASS | SINGLE MATERIAL | NONE | EQUIPMENT | NO | NO | 1 | 0.24 | K
FG | TIW TYPE 1-HP | FIBERGLASS | SINGLE MATERIAL | NONE | EQUIPMENT | NO | NO | 1.5 | 0.24 | K
FG | TIW TYPE 1-HP | FIBERGLASS | SINGLE MATERIAL | NONE | EQUIPMENT | NO | NO | 2 | 0.24 | K
FG | TIW TYPE 1-HP | FIBERGLASS | SINGLE MATERIAL | NONE | EQUIPMENT | NO | NO | 2.5 | 0.24 | K
FG | TIW TYPE 1-HP | FIBERGLASS | SINGLE MATERIAL | NONE | EQUIPMENT | NO | NO | 3 | 0.24 | K
FG | TIW TYPE 1-HP | FIBERGLASS | SINGLE MATERIAL | NONE | EQUIPMENT | NO | NO | 3.5 | 0.24 | K
FG | TIW TYPE 1-HP | FIBERGLASS | SINGLE MATERIAL | NONE | EQUIPMENT | NO | NO | 4 | 0.24 | K
FG | TIW TYPE 2-HP | FIBERGLASS | SINGLE MATERIAL | NONE | EQUIPMENT | NO | NO | 1 | 0.22 | K
FG | TIW TYPE 2-HP | FIBERGLASS | SINGLE MATERIAL | NONE | EQUIPMENT | NO | NO | 1.5 | 0.22 | K
FG | TIW TYPE 2-HP | FIBERGLASS | SINGLE MATERIAL | NONE | EQUIPMENT | NO | NO | 2 | 0.22 | K
FG | TIW TYPE 2-HP | FIBERGLASS | SINGLE MATERIAL | NONE | EQUIPMENT | NO | NO | 2.5 | 0.22 | K
FG | TIW TYPE 2-HP | FIBERGLASS | SINGLE MATERIAL | NONE | EQUIPMENT | NO | NO | 3 | 0.22 | K
FG | TIW TYPE 2-HP | FIBERGLASS | SINGLE MATERIAL | NONE | EQUIPMENT | NO | NO | 3.5 | 0.22 | K
FG | TIW TYPE 2-HP | FIBERGLASS | SINGLE MATERIAL | NONE | EQUIPMENT | NO | NO | 4 | 0.22 | K
FG | UNFACED BLDG INS | FIBERGLASS | SINGLE MATERIAL | NONE | CEILING | YES | NO | 8 | 25 | R
FG | UNFACED BLDG INS | FIBERGLASS | SINGLE MATERIAL | NONE | CLG FLR | YES | NO | 9.5 | 30 | R
FG | UNFACED BLDG INS | FIBERGLASS | SINGLE MATERIAL | NONE | CLG FLR | YES | NO | 10 | 30 | R
FG | UNFACED BLDG INS | FIBERGLASS | SINGLE MATERIAL | NONE | CLG FLR | YES | NO | 12.5 | 38 | R
FG | UNFACED BLDG INS | FIBERGLASS | SINGLE MATERIAL | NONE | CLG FLR | YES | NO | 14 | 49 | R
FG | UNFACED BLDG INS | FIBERGLASS | SINGLE MATERIAL | NONE | CLG WALL FLR | YES | NO | 3.5 | 11 | R
FG | UNFACED BLDG INS | FIBERGLASS | SINGLE MATERIAL | NONE | CLG WALL FLR | YES | NO | 3.5 | 13 | R
FG | UNFACED BLDG INS | FIBERGLASS | SINGLE MATERIAL | NONE | CLG WALL FLR | YES | NO | 6.25 | 19 | R
FG | UNFACED BLDG INS | FIBERGLASS | SINGLE MATERIAL | NONE | CLG WALL FLR | YES | NO | 6.5 | 19 | R
FG | UNFACED BLDG INS | FIBERGLASS | SINGLE MATERIAL | NONE | WALL | YES | NO | 3.5 | 15 | R
FG | UNFACED BLDG INS | FIBERGLASS | SINGLE MATERIAL | NONE | WALL | YES | NO | 5.5 | 21 | R
FG | UNFACED BLDG INS | FIBERGLASS | SINGLE MATERIAL | NONE | WALL | YES | NO | 6 | 21 | R
* DESCRIPTION OF BRAND CODES:
FG = FIBERGLAS
Rockwool - T 1360 |  |  |  | Updated 12/01/2023
RI | COMFORTBATT | ROCKWOOL | SINGLE MATERIAL | NONE | WALL | YES | NO | 3.5 | 13 | R
RI | COMFORTBATT | ROCKWOOL | SINGLE MATERIAL | NONE | WALL | YES | NO | 3.5 | 15 | R
RI | COMFORTBATT | ROCKWOOL | SINGLE MATERIAL | NONE | WALL | YES | NO | 5.5 | 21 | R
RI | COMFORTBATT | ROCKWOOL | SINGLE MATERIAL | NONE | WALL | YES | NO | 5.5 | 23 | R
RI | COMFORTBATT | ROCKWOOL | SINGLE MATERIAL | NONE | WALL | YES | NO | 6 | 24 | R
RI | COMFORTBATT | ROCKWOOL | SINGLE MATERIAL | NONE | WALL | YES | NO | 7.25 | 30 | R
RI | COMFORTBATT | ROCKWOOL | SINGLE MATERIAL | NONE | WALL | YES | NO | 8 | 32 | R
RI | COMFORTBATT | ROCKWOOL | SINGLE MATERIAL | NONE | WALL | YES | NO | 9.5 | 38 | R
* DESCRIPTION OF BRAND CODES:
RI = ROCKWOOL
Silvercote - T 1557 |  |  |  | Updated 06/30/2023
GBP | MBI-258R8 | FIBERGLASS | SINGLE MATERIAL | NONE | ROOF WALL | YES | YES | 2.63 | 8 | R
GBP | MBI-2625R8 | FIBERGLASS | FACED SINGLE MATERIAL | PLASTIC | ROOF WALL | YES | YES | 2.63 | 8 | R
GBP | MBI-30R10 | FIBERGLASS | FACED SINGLE MATERIAL | PLASTIC | ROOF WALL | YES | YES | 3 | 10 | R
GBP | MBI-30R10 | FIBERGLASS | SINGLE MATERIAL | NONE | ROOF WALL | YES | YES | 3 | 10 | R
GBP | MBI-35R11 | FIBERGLASS | FACED SINGLE MATERIAL | PLASTIC | ROOF WALL | YES | YES | 3.5 | 11 | R
GBP | MBI-35R11 | FIBERGLASS | SINGLE MATERIAL | NONE | ROOF WALL | YES | YES | 3.5 | 11 | R
GBP | MBI-40R13 | FIBERGLASS | FACED SINGLE MATERIAL | PLASTIC | ROOF WALL | YES | YES | 4 | 13 | R
GBP | MBI-40R13 | FIBERGLASS | SINGLE MATERIAL | NONE | ROOF WALL | YES | YES | 4 | 13 | R
GBP | MBI-60R19 | FIBERGLASS | FACED SINGLE MATERIAL | PLASTIC | ROOF WALL | YES | YES | 6 | 19 | R
GBP | MBI-60R19 | FIBERGLASS | SINGLE MATERIAL | NONE | ROOF WALL | YES | YES | 6 | 19 | R
GBP | MBI-80R25 | FIBERGLASS | FACED SINGLE MATERIAL | PLASTIC | ROOF WALL | YES | YES | 8 | 25 | R
GBP | MBI-80R25 | FIBERGLASS | SINGLE MATERIAL | NONE | ROOF WALL | YES | YES | 8 | 25 | R
GBP | MBI-95R30 | FIBERGLASS | FACED SINGLE MATERIAL | PLASTIC | ROOF WALL | YES | YES | 9.5 | 30 | R
GBP | MBI-95R30 | FIBERGLASS | SINGLE MATERIAL | NONE | ROOF WALL | YES | YES | 9.5 | 30 | R
* DESCRIPTION OF BRAND CODES:
GBP = GBP/ SILVERCOTE
Note on A5: ULTRATOUCH
Note on A6: ULTRATOUCH
Note on A7: ULTRATOUCH
Note on A14: ULTRATOUCH
Note on A22: CERTAINTEED
Note on A23: CERTAINTEED
Note on A24: CERTAINTEED
Note on A25: CERTAINTEED
Note on A26: CERTAINTEED
Note on A27: CERTAINTEED
Note on A28: CERTAINTEED
Note on A29: CERTAINTEED
Note on A30: CERTAINTEED
Note on A31: CERTAINTEED
Note on A32: CERTAINTEED
Note on A33: CERTAINTEED
Note on A34: CERTAINTEED
Note on A35: CERTAINTEED
Note on A36: CERTAINTEED
Note on A37: CERTAINTEED
Note on A38: CERTAINTEED
Note on A39: CERTAINTEED
Note on A40: CERTAINTEED
Note on A41: CERTAINTEED
Note on A42: CERTAINTEED
Note on A43: CERTAINTEED
Note on A44: CERTAINTEED
Note on A45: CERTAINTEED
Note on A46: CERTAINTEED
Note on A47: CERTAINTEED
Note on A48: CERTAINTEED
Note on A49: CERTAINTEED
Note on A50: CERTAINTEED
Note on A51: CERTAINTEED
Note on A52: CERTAINTEED
Note on A53: CERTAINTEED
Note on A54: CERTAINTEED
Note on A55: CERTAINTEED
Note on A56: CERTAINTEED
Note on A57: CERTAINTEED
Note on A58: CERTAINTEED
Note on A59: CERTAINTEED
Note on A60: CERTAINTEED
Note on A61: CERTAINTEED
Note on A62: CERTAINTEED
Note on A63: CERTAINTEED
Note on A64: CERTAINTEED
Note on A65: CERTAINTEED
Note on A66: CERTAINTEED
Note on A67: CERTAINTEED
Note on A68: CERTAINTEED
Note on A69: CERTAINTEED
Note on A70: CERTAINTEED
Note on A71: CERTAINTEED
Note on A72: CERTAINTEED
Note on A73: CERTAINTEED
Note on A74: CERTAINTEED
Note on A75: CERTAINTEED
Note on A76: CERTAINTEED
Note on A77: CERTAINTEED
Note on A78: CERTAINTEED
Note on A79: CERTAINTEED
Note on A80: CERTAINTEED
Note on A81: CERTAINTEED
Note on A82: CERTAINTEED
Note on A83: CERTAINTEED
Note on A84: CERTAINTEED
Note on A85: CERTAINTEED
Note on A86: CERTAINTEED
Note on A87: CERTAINTEED
Note on A88: CERTAINTEED
Note on A89: CERTAINTEED
Note on A90: CERTAINTEED
Note on A91: CERTAINTEED
Note on A92: CERTAINTEED
Note on A93: CERTAINTEED
Note on A94: CERTAINTEED
Note on A95: CERTAINTEED
Note on A96: CERTAINTEED
Note on A97: CERTAINTEED
Note on A98: CERTAINTEED
Note on A99: CERTAINTEED
Note on A100: CERTAINTEED
Note on A101: CERTAINTEED
Note on A102: CERTAINTEED
Note on A103: CERTAINTEED
Note on A104: CERTAINTEED
Note on A105: CERTAINTEED
Note on A106: CERTAINTEED
Note on A107: CERTAINTEED
Note on A108: CERTAINTEED
Note on A109: CERTAINTEED
Note on A110: CERTAINTEED
Note on A111: CERTAINTEED
Note on A112: CERTAINTEED
Note on A113: CERTAINTEED
Note on A114: CERTAINTEED
Note on A115: CERTAINTEED
Note on A116: CERTAINTEED
Note on A117: CERTAINTEED
Note on A118: CERTAINTEED
Note on A119: CERTAINTEED
Note on A120: CERTAINTEED
Note on A121: CERTAINTEED
Note on A122: CERTAINTEED
Note on A123: CERTAINTEED
Note on A124: CERTAINTEED
Note on A125: CERTAINTEED
Note on A126: CERTAINTEED
Note on A127: CERTAINTEED
Note on A128: CERTAINTEED
Note on A129: CERTAINTEED
Note on A130: CERTAINTEED
Note on A131: CERTAINTEED
Note on A132: CERTAINTEED
Note on A133: CERTAINTEED
Note on A134: CERTAINTEED
Note on A135: CERTAINTEED
Note on A136: CERTAINTEED
Note on A137: CERTAINTEED
Note on A138: CERTAINTEED
Note on A139: CERTAINTEED
Note on A140: CERTAINTEED
Note on A141: CERTAINTEED
Note on A142: CERTAINTEED
Note on A143: CERTAINTEED
Note on A144: CERTAINTEED
Note on A145: CERTAINTEED
Note on A146: CERTAINTEED
Note on A147: CERTAINTEED
Note on A148: CERTAINTEED
Note on A149: CERTAINTEED
Note on A150: CERTAINTEED
Note on A151: CERTAINTEED
Note on A152: CERTAINTEED
Note on A153: CERTAINTEED
Note on A154: CERTAINTEED
Note on A155: CERTAINTEED
Note on A156: CERTAINTEED
Note on A157: CERTAINTEED
Note on A158: CERTAINTEED
Note on A159: CERTAINTEED
Note on A160: CERTAINTEED
Note on A161: CERTAINTEED
Note on A162: CERTAINTEED
Note on A163: CERTAINTEED
Note on A164: CERTAINTEED
Note on A165: CERTAINTEED
Note on A166: CERTAINTEED
Note on A167: CERTAINTEED
Note on A168: CERTAINTEED
Note on A169: CERTAINTEED
Note on A170: CERTAINTEED
Note on A171: CERTAINTEED
Note on A172: CERTAINTEED
Note on A173: CERTAINTEED
Note on A174: CERTAINTEED
Note on A175: CERTAINTEED
Note on A176: CERTAINTEED
Note on A177: CERTAINTEED
Note on A178: CERTAINTEED
Note on A179: CERTAINTEED
Note on A180: CERTAINTEED
Note on A181: CERTAINTEED
Note on A182: CERTAINTEED
Note on A183: CERTAINTEED
Note on A184: CERTAINTEED
Note on A185: CERTAINTEED
Note on A186: CERTAINTEED
Note on A187: CERTAINTEED
Note on A188: CERTAINTEED
Note on A189: CERTAINTEED
Note on A190: CERTAINTEED
Note on A191: CERTAINTEED
Note on A192: CERTAINTEED
Note on A193: CERTAINTEED
Note on A194: CERTAINTEED
Note on A195: CERTAINTEED
Note on A196: CERTAINTEED
Note on A197: CERTAINTEED
Note on A198: CERTAINTEED
Note on A199: CERTAINTEED
Note on A200: CERTAINTEED
Note on A201: CERTAINTEED
Note on A202: CERTAINTEED
Note on A203: CERTAINTEED
Note on A204: CERTAINTEED
Note on A214: INSUL-QUILTS
Note on A223: INSUL-THERM
Note on A224: INSUL-THERM
Note on A225: INSUL-THERM
Note on A226: INSUL-THERM
Note on A227: INSUL-THERM
Note on A228: INSUL-THERM
Note on A229: INSUL-THERM
Note on A236: JOHNS MANVILLE
Note on A237: JOHNS MANVILLE
Note on A238: JOHNS MANVILLE
Note on A239: JOHNS MANVILLE
Note on A240: JOHNS MANVILLE
Note on A241: JOHNS MANVILLE
Note on A242: JOHNS MANVILLE
Note on A243: JOHNS MANVILLE
Note on A244: JOHNS MANVILLE
Note on A245: JOHNS MANVILLE
Note on A246: JOHNS MANVILLE
Note on A247: JOHNS MANVILLE
Note on A248: JOHNS MANVILLE
Note on A249: JOHNS MANVILLE
Note on A250: JOHNS MANVILLE
Note on A251: JOHNS MANVILLE
Note on A252: JOHNS MANVILLE
Note on A253: JOHNS MANVILLE
Note on A254: JOHNS MANVILLE
Note on A255: JOHNS MANVILLE
Note on A256: JOHNS MANVILLE
Note on A257: JOHNS MANVILLE
Note on A258: JOHNS MANVILLE
Note on A259: JOHNS MANVILLE
Note on A260: JOHNS MANVILLE
Note on A261: JOHNS MANVILLE
Note on A262: JOHNS MANVILLE
Note on A263: JOHNS MANVILLE
Note on A264: JOHNS MANVILLE
Note on A265: JOHNS MANVILLE
Note on A266: JOHNS MANVILLE
Note on A267: JOHNS MANVILLE
Note on A268: JOHNS MANVILLE
Note on A269: JOHNS MANVILLE
Note on A270: JOHNS MANVILLE
Note on A271: JOHNS MANVILLE
Note on A272: JOHNS MANVILLE
Note on A273: JOHNS MANVILLE
Note on A274: JOHNS MANVILLE
Note on A275: JOHNS MANVILLE
Note on A276: JOHNS MANVILLE
Note on A277: JOHNS MANVILLE
Note on A278: JOHNS MANVILLE
Note on A279: JOHNS MANVILLE
Note on A280: JOHNS MANVILLE
Note on A281: JOHNS MANVILLE
Note on A282: JOHNS MANVILLE
Note on A283: JOHNS MANVILLE
Note on A284: JOHNS MANVILLE
Note on A285: JOHNS MANVILLE
Note on A286: JOHNS MANVILLE
Note on A287: JOHNS MANVILLE
Note on A288: JOHNS MANVILLE
Note on A289: JOHNS MANVILLE
Note on A290: JOHNS MANVILLE
Note on A291: JOHNS MANVILLE
Note on A292: JOHNS MANVILLE
Note on A293: JOHNS MANVILLE
Note on A294: JOHNS MANVILLE
Note on A295: JOHNS MANVILLE
Note on A296: JOHNS MANVILLE
Note on A297: JOHNS MANVILLE
Note on A298: JOHNS MANVILLE
Note on A299: JOHNS MANVILLE
Note on A300: JOHNS MANVILLE
Note on A301: JOHNS MANVILLE
Note on A302: JOHNS MANVILLE
Note on A303: JOHNS MANVILLE
Note on A304: JOHNS MANVILLE
Note on A305: JOHNS MANVILLE
Note on A306: JOHNS MANVILLE
Note on A307: JOHNS MANVILLE
Note on A308: JOHNS MANVILLE
Note on A309: JOHNS MANVILLE
Note on A310: JOHNS MANVILLE
Note on A311: JOHNS MANVILLE
Note on A312: JOHNS MANVILLE
Note on A313: JOHNS MANVILLE
Note on A314: JOHNS MANVILLE
Note on A315: JOHNS MANVILLE
Note on A316: JOHNS MANVILLE
Note on A317: JOHNS MANVILLE
Note on A318: JOHNS MANVILLE
Note on A319: JOHNS MANVILLE
Note on A320: JOHNS MANVILLE
Note on A321: JOHNS MANVILLE
Note on A322: JOHNS MANVILLE
Note on A323: JOHNS MANVILLE
Note on A324: JOHNS MANVILLE
Note on A325: JOHNS MANVILLE
Note on A326: JOHNS MANVILLE
Note on A327: JOHNS MANVILLE
Note on A328: JOHNS MANVILLE
Note on A329: JOHNS MANVILLE
Note on A330: JOHNS MANVILLE
Note on A331: JOHNS MANVILLE
Note on A332: JOHNS MANVILLE
Note on A333: JOHNS MANVILLE
Note on A334: JOHNS MANVILLE
Note on A335: JOHNS MANVILLE
Note on A336: JOHNS MANVILLE
Note on A337: JOHNS MANVILLE
Note on A338: JOHNS MANVILLE
Note on A339: JOHNS MANVILLE
Note on A340: JOHNS MANVILLE
Note on A341: JOHNS MANVILLE
Note on A342: JOHNS MANVILLE
Note on A343: JOHNS MANVILLE
Note on A344: JOHNS MANVILLE
Note on A345: JOHNS MANVILLE
Note on A346: JOHNS MANVILLE
Note on A347: JOHNS MANVILLE
Note on A348: JOHNS MANVILLE
Note on A349: JOHNS MANVILLE
Note on A350: JOHNS MANVILLE
Note on A351: JOHNS MANVILLE
Note on A352: JOHNS MANVILLE
Note on A353: JOHNS MANVILLE
Note on A354: JOHNS MANVILLE
Note on A355: JOHNS MANVILLE
Note on A356: JOHNS MANVILLE
Note on A357: JOHNS MANVILLE
Note on A358: JOHNS MANVILLE
Note on A359: JOHNS MANVILLE
Note on A360: JOHNS MANVILLE
Note on A361: JOHNS MANVILLE
Note on A362: JOHNS MANVILLE
Note on A363: JOHNS MANVILLE
Note on A364: JOHNS MANVILLE
Note on A365: JOHNS MANVILLE
Note on A366: JOHNS MANVILLE
Note on A367: JOHNS MANVILLE
Note on A368: JOHNS MANVILLE
Note on A369: JOHNS MANVILLE
Note on A370: JOHNS MANVILLE
Note on A371: JOHNS MANVILLE
Note on A372: JOHNS MANVILLE
Note on A373: JOHNS MANVILLE
Note on A374: JOHNS MANVILLE
Note on A375: JOHNS MANVILLE
Note on A376: JOHNS MANVILLE
Note on A377: JOHNS MANVILLE
Note on A378: JOHNS MANVILLE
Note on A379: JOHNS MANVILLE
Note on A380: JOHNS MANVILLE
Note on A381: JOHNS MANVILLE
Note on A382: JOHNS MANVILLE
Note on A383: JOHNS MANVILLE
Note on A384: JOHNS MANVILLE
Note on A385: JOHNS MANVILLE
Note on A386: JOHNS MANVILLE
Note on A387: JOHNS MANVILLE
Note on A388: JOHNS MANVILLE
Note on A389: JOHNS MANVILLE
Note on A390: JOHNS MANVILLE
Note on A391: JOHNS MANVILLE
Note on A392: JOHNS MANVILLE
Note on A393: JOHNS MANVILLE
Note on A394: JOHNS MANVILLE
Note on A395: JOHNS MANVILLE
Note on A396: JOHNS MANVILLE
Note on A397: JOHNS MANVILLE
Note on A398: JOHNS MANVILLE
Note on A399: JOHNS MANVILLE
Note on A400: JOHNS MANVILLE
Note on A401: JOHNS MANVILLE
Note on A402: JOHNS MANVILLE
Note on A403: JOHNS MANVILLE
Note on A404: JOHNS MANVILLE
Note on A405: JOHNS MANVILLE
Note on A406: JOHNS MANVILLE
Note on A407: JOHNS MANVILLE
Note on A408: JOHNS MANVILLE
Note on A409: JOHNS MANVILLE
Note on A410: JOHNS MANVILLE
Note on A411: JOHNS MANVILLE
Note on A412: JOHNS MANVILLE
Note on A413: JOHNS MANVILLE
Note on A414: JOHNS MANVILLE
Note on A415: JOHNS MANVILLE
Note on A416: JOHNS MANVILLE
Note on A417: JOHNS MANVILLE
Note on A418: JOHNS MANVILLE
Note on A419: JOHNS MANVILLE
Note on A420: JOHNS MANVILLE
Note on A421: JOHNS MANVILLE
Note on A422: JOHNS MANVILLE
Note on A423: JOHNS MANVILLE
Note on A424: JOHNS MANVILLE
Note on A425: JOHNS MANVILLE
Note on A426: JOHNS MANVILLE
Note on A427: JOHNS MANVILLE
Note on A428: JOHNS MANVILLE
Note on A429: JOHNS MANVILLE
Note on A430: JOHNS MANVILLE
Note on A431: JOHNS MANVILLE
Note on A432: JOHNS MANVILLE
Note on A433: JOHNS MANVILLE
Note on A434: JOHNS MANVILLE
Note on A435: JOHNS MANVILLE
Note on A436: JOHNS MANVILLE
Note on A437: JOHNS MANVILLE
Note on A438: JOHNS MANVILLE
Note on A439: JOHNS MANVILLE
Note on A440: JOHNS MANVILLE
Note on A441: JOHNS MANVILLE
Note on A442: JOHNS MANVILLE
Note on A443: JOHNS MANVILLE
Note on A444: JOHNS MANVILLE
Note on A445: JOHNS MANVILLE
Note on A446: JOHNS MANVILLE
Note on A447: JOHNS MANVILLE
Note on A448: JOHNS MANVILLE
Note on A449: JOHNS MANVILLE
Note on A450: JOHNS MANVILLE
Note on A451: JOHNS MANVILLE
Note on A452: JOHNS MANVILLE
Note on A453: JOHNS MANVILLE
Note on A454: JOHNS MANVILLE
Note on A455: JOHNS MANVILLE
Note on A456: JOHNS MANVILLE
Note on A457: JOHNS MANVILLE
Note on A458: JOHNS MANVILLE
Note on A459: JOHNS MANVILLE
Note on A460: JOHNS MANVILLE
Note on A461: JOHNS MANVILLE
Note on A462: JOHNS MANVILLE
Note on A463: JOHNS MANVILLE
Note on A464: JOHNS MANVILLE
Note on A465: JOHNS MANVILLE
Note on A466: JOHNS MANVILLE
Note on A467: JOHNS MANVILLE
Note on A468: JOHNS MANVILLE
Note on A469: JOHNS MANVILLE
Note on A470: JOHNS MANVILLE
Note on A471: JOHNS MANVILLE
Note on A472: JOHNS MANVILLE
Note on A473: JOHNS MANVILLE
Note on A474: JOHNS MANVILLE
Note on A475: JOHNS MANVILLE
Note on A476: JOHNS MANVILLE
Note on A477: JOHNS MANVILLE
Note on A478: JOHNS MANVILLE
Note on A479: JOHNS MANVILLE
Note on A480: JOHNS MANVILLE
Note on A481: JOHNS MANVILLE
Note on A482: JOHNS MANVILLE
Note on A483: JOHNS MANVILLE
Note on A484: JOHNS MANVILLE
Note on A485: JOHNS MANVILLE
Note on A486: JOHNS MANVILLE
Note on A487: JOHNS MANVILLE
Note on A488: JOHNS MANVILLE
Note on A489: JOHNS MANVILLE
Note on A490: JOHNS MANVILLE
Note on A491: JOHNS MANVILLE
Note on A492: JOHNS MANVILLE
Note on A493: JOHNS MANVILLE
Note on A494: JOHNS MANVILLE
Note on A495: JOHNS MANVILLE
Note on A496: JOHNS MANVILLE
Note on A497: JOHNS MANVILLE
Note on A498: JOHNS MANVILLE
Note on A499: JOHNS MANVILLE
Note on A500: JOHNS MANVILLE
Note on A501: JOHNS MANVILLE
Note on A502: JOHNS MANVILLE
Note on A503: JOHNS MANVILLE
Note on A504: JOHNS MANVILLE
Note on A505: JOHNS MANVILLE
Note on A506: JOHNS MANVILLE
Note on A507: JOHNS MANVILLE
Note on A508: JOHNS MANVILLE
Note on A509: JOHNS MANVILLE
Note on A510: JOHNS MANVILLE
Note on A511: JOHNS MANVILLE
Note on A512: JOHNS MANVILLE
Note on A513: JOHNS MANVILLE
Note on A514: JOHNS MANVILLE
Note on A515: JOHNS MANVILLE
Note on A516: JOHNS MANVILLE
Note on A517: JOHNS MANVILLE
Note on A518: JOHNS MANVILLE
Note on A519: JOHNS MANVILLE
Note on A520: JOHNS MANVILLE
Note on A521: JOHNS MANVILLE
Note on A522: JOHNS MANVILLE
Note on A523: JOHNS MANVILLE
Note on A524: JOHNS MANVILLE
Note on A525: JOHNS MANVILLE
Note on A526: JOHNS MANVILLE
Note on A527: JOHNS MANVILLE
Note on A528: JOHNS MANVILLE
Note on A529: JOHNS MANVILLE
Note on A530: JOHNS MANVILLE
Note on A531: JOHNS MANVILLE
Note on A532: JOHNS MANVILLE
Note on A533: JOHNS MANVILLE
Note on A534: JOHNS MANVILLE
Note on A535: JOHNS MANVILLE
Note on A536: JOHNS MANVILLE
Note on A537: JOHNS MANVILLE
Note on A538: JOHNS MANVILLE
Note on A539: JOHNS MANVILLE
Note on A540: JOHNS MANVILLE
Note on A541: JOHNS MANVILLE
Note on A542: JOHNS MANVILLE
Note on A543: JOHNS MANVILLE
Note on A544: JOHNS MANVILLE
Note on A545: JOHNS MANVILLE
Note on A546: JOHNS MANVILLE
Note on A547: JOHNS MANVILLE
Note on A548: JOHNS MANVILLE
Note on A549: JOHNS MANVILLE
Note on A550: JOHNS MANVILLE
Note on A551: JOHNS MANVILLE
Note on A552: JOHNS MANVILLE
Note on A553: JOHNS MANVILLE
Note on A554: JOHNS MANVILLE
Note on A555: JOHNS MANVILLE
Note on A556: JOHNS MANVILLE
Note on A557: JOHNS MANVILLE
Note on A558: JOHNS MANVILLE
Note on A559: JOHNS MANVILLE
Note on A560: JOHNS MANVILLE
Note on A561: JOHNS MANVILLE
Note on A562: JOHNS MANVILLE
Note on A563: JOHNS MANVILLE
Note on A564: JOHNS MANVILLE
Note on A565: JOHNS MANVILLE
Note on A566: JOHNS MANVILLE
Note on A567: JOHNS MANVILLE
Note on A568: JOHNS MANVILLE
Note on A569: JOHNS MANVILLE
Note on A570: JOHNS MANVILLE
Note on A571: JOHNS MANVILLE
Note on A572: JOHNS MANVILLE
Note on A573: JOHNS MANVILLE
Note on A574: JOHNS MANVILLE
Note on A575: JOHNS MANVILLE
Note on A576: JOHNS MANVILLE
Note on A577: JOHNS MANVILLE
Note on A578: JOHNS MANVILLE
Note on A579: JOHNS MANVILLE
Note on A580: JOHNS MANVILLE
Note on A581: JOHNS MANVILLE
Note on A582: JOHNS MANVILLE
Note on A583: JOHNS MANVILLE
Note on A584: JOHNS MANVILLE
Note on A585: JOHNS MANVILLE
Note on A586: JOHNS MANVILLE
Note on A587: JOHNS MANVILLE
Note on A588: JOHNS MANVILLE
Note on A589: JOHNS MANVILLE
Note on A590: JOHNS MANVILLE
Note on A591: JOHNS MANVILLE
Note on A592: JOHNS MANVILLE
Note on A593: JOHNS MANVILLE
Note on A594: JOHNS MANVILLE
Note on A595: JOHNS MANVILLE
Note on A596: JOHNS MANVILLE
Note on A597: JOHNS MANVILLE
Note on A598: JOHNS MANVILLE
Note on A599: JOHNS MANVILLE
Note on A600: JOHNS MANVILLE
Note on A601: JOHNS MANVILLE
Note on A602: JOHNS MANVILLE
Note on A603: JOHNS MANVILLE
Note on A604: JOHNS MANVILLE
Note on A605: JOHNS MANVILLE
Note on A606: JOHNS MANVILLE
Note on A607: JOHNS MANVILLE
Note on A608: JOHNS MANVILLE
Note on A609: JOHNS MANVILLE
Note on A610: JOHNS MANVILLE
Note on A611: JOHNS MANVILLE
Note on A612: JOHNS MANVILLE
Note on A613: JOHNS MANVILLE
Note on A614: JOHNS MANVILLE
Note on A615: JOHNS MANVILLE
Note on A616: JOHNS MANVILLE
Note on A617: JOHNS MANVILLE
Note on A618: JOHNS MANVILLE
Note on A619: JOHNS MANVILLE
Note on A620: JOHNS MANVILLE
Note on A621: JOHNS MANVILLE
Note on A622: JOHNS MANVILLE
Note on A623: JOHNS MANVILLE
Note on A624: JOHNS MANVILLE
Note on A625: JOHNS MANVILLE
Note on A626: JOHNS MANVILLE
Note on A627: JOHNS MANVILLE
Note on A628: JOHNS MANVILLE
Note on A629: JOHNS MANVILLE
Note on A630: JOHNS MANVILLE
Note on A631: JOHNS MANVILLE
Note on A632: JOHNS MANVILLE
Note on A633: JOHNS MANVILLE
Note on A634: JOHNS MANVILLE
Note on A635: JOHNS MANVILLE
Note on A636: JOHNS MANVILLE
Note on A637: JOHNS MANVILLE
Note on A638: JOHNS MANVILLE
Note on A639: JOHNS MANVILLE
Note on A640: JOHNS MANVILLE
Note on A641: JOHNS MANVILLE
Note on A642: JOHNS MANVILLE
Note on A643: JOHNS MANVILLE
Note on A644: JOHNS MANVILLE
Note on A653: KNAUF INSULATION
Note on A654: KNAUF INSULATION
Note on A655: KNAUF INSULATION
Note on A656: KNAUF INSULATION
Note on A657: KNAUF INSULATION
Note on A658: KNAUF INSULATION
Note on A659: KNAUF INSULATION
Note on A660: KNAUF INSULATION
Note on A661: KNAUF INSULATION
Note on A662: KNAUF INSULATION
Note on A663: KNAUF INSULATION
Note on A664: KNAUF INSULATION
Note on A665: KNAUF INSULATION
Note on A666: KNAUF INSULATION
Note on A667: KNAUF INSULATION
Note on A668: KNAUF INSULATION
Note on A669: KNAUF INSULATION
Note on A670: KNAUF INSULATION
Note on A671: KNAUF INSULATION
Note on A672: KNAUF INSULATION
Note on A673: KNAUF INSULATION
Note on A674: KNAUF INSULATION
Note on A675: KNAUF INSULATION
Note on A676: KNAUF INSULATION
Note on A677: KNAUF INSULATION
Note on A678: KNAUF INSULATION
Note on A679: KNAUF INSULATION
Note on A680: KNAUF INSULATION
Note on A681: KNAUF INSULATION
Note on A682: KNAUF INSULATION
Note on A683: KNAUF INSULATION
Note on A684: KNAUF INSULATION
Note on A685: KNAUF INSULATION
Note on A686: KNAUF INSULATION
Note on A687: KNAUF INSULATION
Note on A688: KNAUF INSULATION
Note on A689: KNAUF INSULATION
Note on A690: KNAUF INSULATION
Note on A691: KNAUF INSULATION
Note on A692: KNAUF INSULATION
Note on A693: KNAUF INSULATION
Note on A694: KNAUF INSULATION
Note on A695: KNAUF INSULATION
Note on A696: KNAUF INSULATION
Note on A697: KNAUF INSULATION
Note on A698: KNAUF INSULATION
Note on A699: KNAUF INSULATION
Note on A700: KNAUF INSULATION
Note on A701: KNAUF INSULATION
Note on A702: KNAUF INSULATION
Note on A703: KNAUF INSULATION
Note on A704: KNAUF INSULATION
Note on A705: KNAUF INSULATION
Note on A706: KNAUF INSULATION
Note on A707: KNAUF INSULATION
Note on A708: KNAUF INSULATION
Note on A709: KNAUF INSULATION
Note on A710: KNAUF INSULATION
Note on A711: KNAUF INSULATION
Note on A712: KNAUF INSULATION
Note on A713: KNAUF INSULATION
Note on A714: KNAUF INSULATION
Note on A715: KNAUF INSULATION
Note on A716: KNAUF INSULATION
Note on A717: KNAUF INSULATION
Note on A718: KNAUF INSULATION
Note on A719: KNAUF INSULATION
Note on A720: KNAUF INSULATION
Note on A721: KNAUF INSULATION
Note on A722: KNAUF INSULATION
Note on A723: KNAUF INSULATION
Note on A724: KNAUF INSULATION
Note on A725: KNAUF INSULATION
Note on A732: FIBERGLAS
Note on A733: FIBERGLAS
Note on A734: FIBERGLAS
Note on A735: FIBERGLAS
Note on A736: FIBERGLAS
Note on A737: FIBERGLAS
Note on A738: FIBERGLAS
Note on A739: FIBERGLAS
Note on A740: FIBERGLAS
Note on A741: FIBERGLAS
Note on A742: FIBERGLAS
Note on A743: FIBERGLAS
Note on A744: FIBERGLAS
Note on A745: FIBERGLAS
Note on A746: FIBERGLAS
Note on A747: FIBERGLAS
Note on A748: FIBERGLAS
Note on A749: FIBERGLAS
Note on A750: FIBERGLAS
Note on A751: FIBERGLAS
Note on A752: FIBERGLAS
Note on A753: FIBERGLAS
Note on A754: FIBERGLAS
Note on A755: FIBERGLAS
Note on A756: FIBERGLAS
Note on A757: FIBERGLAS
Note on A758: FIBERGLAS
Note on A759: FIBERGLAS
Note on A760: FIBERGLAS
Note on A761: FIBERGLAS
Note on A762: FIBERGLAS
Note on A763: FIBERGLAS
Note on A764: FIBERGLAS
Note on A765: FIBERGLAS
Note on A766: FIBERGLAS
Note on A767: FIBERGLAS
Note on A768: FIBERGLAS
Note on A769: FIBERGLAS
Note on A770: FIBERGLAS
Note on A771: FIBERGLAS
Note on A772: FIBERGLAS
Note on A773: FIBERGLAS
Note on A774: FIBERGLAS
Note on A775: FIBERGLAS
Note on A776: FIBERGLAS
Note on A777: FIBERGLAS
Note on A778: FIBERGLAS
Note on A779: FIBERGLAS
Note on A780: FIBERGLAS
Note on A781: FIBERGLAS
Note on A782: FIBERGLAS
Note on A783: FIBERGLAS
Note on A784: FIBERGLAS
Note on A785: FIBERGLAS
Note on A786: FIBERGLAS
Note on A787: FIBERGLAS
Note on A788: FIBERGLAS
Note on A789: FIBERGLAS
Note on A790: FIBERGLAS
Note on A791: FIBERGLAS
Note on A792: FIBERGLAS
Note on A793: FIBERGLAS
Note on A794: FIBERGLAS
Note on A795: FIBERGLAS
Note on A796: FIBERGLAS
Note on A797: FIBERGLAS
Note on A804: ROCKWOOL
Note on A805: ROCKWOOL
Note on A806: ROCKWOOL
Note on A807: ROCKWOOL
Note on A808: ROCKWOOL
Note on A809: ROCKWOOL
Note on A810: ROCKWOOL
Note on A811: ROCKWOOL
Note on A818: GBP/ SILVERCOTE
Note on A819: GBP/ SILVERCOTE
Note on A820: GBP/ SILVERCOTE
Note on A821: GBP/ SILVERCOTE
Note on A822: GBP/ SILVERCOTE
Note on A823: GBP/ SILVERCOTE
Note on A824: GBP/ SILVERCOTE
Note on A825: GBP/ SILVERCOTE
Note on A826: GBP/ SILVERCOTE
Note on A827: GBP/ SILVERCOTE
Note on A828: GBP/ SILVERCOTE
Note on A829: GBP/ SILVERCOTE
Note on A830: GBP/ SILVERCOTE
Note on A831: GBP/ SILVERCOTE

## Board
BHGS - THERMAL INSULATION DIRECTORY BOARD INSULATION MANUFACTURERS/PRIVATE LABELS
Brand Code* | Product ID | Material | Type | Facing | Primary Use | Designed for Exposed Applications? | Acts as a Vapor Retarder? (Class I / II) | Labeled Product Thickness Inches | Labeled Thermal Perfor-mance | R, K or C Value
Cellular Glass Board
Pittsburgh Corning Corporation - T 1036 |  |  |  | Updated 12/12/2011
FMG | 135114 | CELLULAR GLS | SINGLE MATERIAL | NONE | EQUIPMENT | YES | YES | 2 | 6.9 | R
FMG | 135116 | CELLULAR GLS | SINGLE MATERIAL | NONE | EQUIPMENT | YES | YES | 3 | 10.4 | R
FMG | 135118 | CELLULAR GLS | SINGLE MATERIAL | NONE | EQUIPMENT | YES | YES | 4 | 13.8 | R
FMG | 135121 | CELLULAR GLS | SINGLE MATERIAL | NONE | EQUIPMENT | YES | YES | 5 | 17.3 | R
FMG | 135216 | CELLULAR GLS | SINGLE MATERIAL | NONE | EQUIPMENT | YES | YES | 6 | 20.7 | R
FMG | FOAMGLAS ONE | CELLULAR GLS | SINGLE MATERIAL | NONE | EQUIPMENT | YES | YES | 7 | 24.2 | R
* DESCRIPTION OF BRAND CODES:
FMG = FOAMGLAS
Mineral Aggregate Board
Johns Manville - T 1288 |  |  |  | Updated 10/05/2023
JM | DURABOARD | MINERAL AGGREGATE | SINGLE MATERIAL | NONE | ROOF DECK | NO | NO | 0.5 | 1.2 | R
JM | DURABOARD | MINERAL AGGREGATE | SINGLE MATERIAL | NONE | ROOF DECK | NO | NO | 0.75 | 1.8 | R
JM | DURABOARD | MINERAL AGGREGATE | SINGLE MATERIAL | NONE | ROOF DECK | NO | NO | 1 | 2.3 | R
JM | FESCO | MINERAL AGGREGATE | SINGLE MATERIAL | NONE | ROOF DECK | NO | NO | 0.75 | 1.7 | R
JM | FESCO | MINERAL AGGREGATE | SINGLE MATERIAL | NONE | ROOF DECK | NO | NO | 1 | 2.3 | R
JM | FESCO | MINERAL AGGREGATE | SINGLE MATERIAL | NONE | ROOF DECK | NO | NO | 1.5 | 3.4 | R
JM | FESCO | MINERAL AGGREGATE | SINGLE MATERIAL | NONE | ROOF DECK | NO | NO | 2 | 4.5 | R
JM | RETROFIT | MINERAL AGGREGATE | SINGLE MATERIAL | NONE | ROOF DECK | NO | NO | 0.5 | 1.1 | R
JM | RETROPLUS | MINERAL AGGREGATE | SINGLE MATERIAL | NONE | ROOF DECK | NO | NO | 0.5 | 1.3 | R
* DESCRIPTION OF BRAND CODES:
JM = JOHNS MANVILLE
Mineral Fiber Board
Certainteed Corporation - T 1023 |  |  |  | Updated 10/20/2024
CT | ACOUSTA BOARD - 225 | FIBER GLASS | SINGLE MATERIAL | OTHER | CLG WALL | YES | NO | 1.00 | 4.30 | R
CT | ACOUSTA BOARD - 225 | FIBER GLASS | SINGLE MATERIAL | OTHER | CLG WALL | YES | NO | 1.50 | 6.50 | R
CT | ACOUSTA BOARD - 225 | FIBER GLASS | SINGLE MATERIAL | OTHER | CLG WALL | YES | NO | 2.00 | 8.70 | R
CT | ACOUSTA BOARD - 300 | FIBER GLASS | SINGLE MATERIAL | OTHER | CLG WALL | YES | NO | 1.00 | 4.30 | R
CT | ACOUSTA BOARD - 300 | FIBER GLASS | SINGLE MATERIAL | OTHER | CLG WALL | YES | NO | 1.50 | 6.50 | R
CT | ACOUSTA BOARD - 300 | FIBER GLASS | SINGLE MATERIAL | OTHER | CLG WALL | YES | NO | 2.00 | 8.70 | R
CT | COMMERCIAL BOARD - 150 | FIBER GLASS | FSK FACED SGL MATERIAL | METAL | EQUIPMENT | YES | YES | 1.50 | 0.25 | K
CT | COMMERCIAL BOARD - 150 | FIBER GLASS | FSK FACED SGL MATERIAL | METAL | EQUIPMENT | YES | YES | 2.00 | 0.25 | K
CT | COMMERCIAL BOARD - 150 | FIBER GLASS | FSK FACED SGL MATERIAL | METAL | EQUIPMENT | YES | YES | 2.50 | 0.25 | K
CT | COMMERCIAL BOARD - 150 | FIBER GLASS | FSK FACED SGL MATERIAL | METAL | EQUIPMENT | YES | YES | 3.00 | 0.25 | K
CT | COMMERCIAL BOARD - 150 | FIBER GLASS | FSK FACED SGL MATERIAL | METAL | EQUIPMENT | YES | YES | 3.50 | 0.25 | K
CT | COMMERCIAL BOARD - 150 | FIBER GLASS | FSK FACED SGL MATERIAL | METAL | EQUIPMENT | YES | YES | 4.00 | 0.25 | K
CT | COMMERCIAL BOARD - 150 | FIBER GLASS | SINGLE MATERIAL | NONE | EQUIPMENT | YES | NO | 1.50 | 0.25 | K
CT | COMMERCIAL BOARD - 150 | FIBER GLASS | SINGLE MATERIAL | NONE | EQUIPMENT | YES | NO | 2.00 | 0.25 | K
CT | COMMERCIAL BOARD - 150 | FIBER GLASS | SINGLE MATERIAL | NONE | EQUIPMENT | YES | NO | 2.50 | 0.25 | K
CT | COMMERCIAL BOARD - 150 | FIBER GLASS | SINGLE MATERIAL | NONE | EQUIPMENT | YES | NO | 3.00 | 0.25 | K
CT | COMMERCIAL BOARD - 150 | FIBER GLASS | SINGLE MATERIAL | NONE | EQUIPMENT | YES | NO | 3.50 | 0.25 | K
CT | COMMERCIAL BOARD - 150 | FIBER GLASS | SINGLE MATERIAL | NONE | EQUIPMENT | YES | NO | 4.00 | 0.25 | K
CT | COMMERCIAL BOARD - 150 | FIBER GLASS | WMP FACED SGL MATERIAL | OTHER | EQUIPMENT | YES | YES | 1.00 | 0.25 | K
CT | COMMERCIAL BOARD - 150 | FIBER GLASS | WMP FACED SGL MATERIAL | OTHER | EQUIPMENT | YES | YES | 1.50 | 0.25 | K
CT | COMMERCIAL BOARD - 150 | FIBER GLASS | WMP FACED SGL MATERIAL | OTHER | EQUIPMENT | YES | YES | 2.00 | 0.25 | K
CT | COMMERCIAL BOARD - 150 | FIBER GLASS | WMP FACED SGL MATERIAL | OTHER | EQUIPMENT | YES | YES | 2.50 | 0.25 | K
CT | COMMERCIAL BOARD - 150 | FIBER GLASS | WMP FACED SGL MATERIAL | OTHER | EQUIPMENT | YES | YES | 3.00 | 0.25 | K
CT | COMMERCIAL BOARD - 150 | FIBER GLASS | WMP FACED SGL MATERIAL | OTHER | EQUIPMENT | YES | YES | 3.50 | 0.25 | K
CT | COMMERCIAL BOARD - 150 | FIBER GLASS | WMP FACED SGL MATERIAL | OTHER | EQUIPMENT | YES | YES | 4.00 | 0.25 | K
CT | COMMERCIAL BOARD - 225 | FIBER GLASS | ASJ FACED SGL MATERIAL | PAPER | CLG WALL FLR | YES | YES | 1.00 | 0.23 | K
CT | COMMERCIAL BOARD - 225 | FIBER GLASS | ASJ FACED SGL MATERIAL | PAPER | CLG WALL FLR | YES | YES | 1.50 | 0.23 | K
CT | COMMERCIAL BOARD - 225 | FIBER GLASS | ASJ FACED SGL MATERIAL | PAPER | CLG WALL FLR | YES | YES | 2.00 | 0.23 | K
CT | COMMERCIAL BOARD - 225 | FIBER GLASS | ASJ FACED SGL MATERIAL | PAPER | CLG WALL FLR | YES | YES | 2.50 | 0.23 | K
CT | COMMERCIAL BOARD - 225 | FIBER GLASS | ASJ FACED SGL MATERIAL | PAPER | CLG WALL FLR | YES | YES | 3.00 | 0.23 | K
CT | COMMERCIAL BOARD - 225 | FIBER GLASS | ASJ FACED SGL MATERIAL | PAPER | CLG WALL FLR | YES | YES | 3.50 | 0.23 | K
CT | COMMERCIAL BOARD - 225 | FIBER GLASS | ASJ FACED SGL MATERIAL | PAPER | CLG WALL FLR | YES | YES | 4.00 | 0.23 | K
CT | COMMERCIAL BOARD - 225 | FIBER GLASS | FSK FACED SGL MAT | METAL | CLG WALL FLR | YES | YES | 1.00 | 0.23 | K
CT | COMMERCIAL BOARD - 225 | FIBER GLASS | FSK FACED SGL MAT | METAL | CLG WALL FLR | YES | YES | 1.50 | 0.23 | K
CT | COMMERCIAL BOARD - 225 | FIBER GLASS | FSK FACED SGL MAT | METAL | CLG WALL FLR | YES | YES | 2.00 | 0.23 | K
CT | COMMERCIAL BOARD - 225 | FIBER GLASS | FSK FACED SGL MAT | METAL | CLG WALL FLR | YES | YES | 2.50 | 0.23 | K
CT | COMMERCIAL BOARD - 225 | FIBER GLASS | FSK FACED SGL MAT | METAL | CLG WALL FLR | YES | YES | 3.00 | 0.23 | K
CT | COMMERCIAL BOARD - 225 | FIBER GLASS | FSK FACED SGL MAT | METAL | CLG WALL FLR | YES | YES | 3.50 | 0.23 | K
CT | COMMERCIAL BOARD - 225 | FIBER GLASS | FSK FACED SGL MAT | METAL | CLG WALL FLR | YES | YES | 4.00 | 0.23 | K
CT | COMMERCIAL BOARD - 225 | FIBER GLASS | SINGLE MATERIAL | NONE | CLG WALL FLR | YES | NO | 1.00 | 0.23 | K
CT | COMMERCIAL BOARD - 225 | FIBER GLASS | SINGLE MATERIAL | NONE | CLG WALL FLR | YES | NO | 1.50 | 0.23 | K
CT | COMMERCIAL BOARD - 225 | FIBER GLASS | SINGLE MATERIAL | NONE | CLG WALL FLR | YES | NO | 2.00 | 0.23 | K
CT | COMMERCIAL BOARD - 225 | FIBER GLASS | SINGLE MATERIAL | NONE | CLG WALL FLR | YES | NO | 2.50 | 0.23 | K
CT | COMMERCIAL BOARD - 225 | FIBER GLASS | SINGLE MATERIAL | NONE | CLG WALL FLR | YES | NO | 3.00 | 0.23 | K
CT | COMMERCIAL BOARD - 225 | FIBER GLASS | SINGLE MATERIAL | NONE | CLG WALL FLR | YES | NO | 3.50 | 0.23 | K
CT | COMMERCIAL BOARD - 225 | FIBER GLASS | SINGLE MATERIAL | NONE | CLG WALL FLR | YES | NO | 4.00 | 0.23 | K
CT | COMMERCIAL BOARD - 225 | FIBER GLASS | WMP FACED SGL MATERIAL | OTHER | EQUIPMENT | YES | YES | 1.00 | 0.23 | K
CT | COMMERCIAL BOARD - 225 | FIBER GLASS | WMP FACED SGL MATERIAL | OTHER | EQUIPMENT | YES | YES | 1.50 | 0.23 | K
CT | COMMERCIAL BOARD - 225 | FIBER GLASS | WMP FACED SGL MATERIAL | OTHER | EQUIPMENT | YES | YES | 2.00 | 0.23 | K
CT | COMMERCIAL BOARD - 225 | FIBER GLASS | WMP FACED SGL MATERIAL | OTHER | EQUIPMENT | YES | YES | 2.50 | 0.23 | K
CT | COMMERCIAL BOARD - 225 | FIBER GLASS | WMP FACED SGL MATERIAL | OTHER | EQUIPMENT | YES | YES | 3.00 | 0.23 | K
CT | COMMERCIAL BOARD - 225 | FIBER GLASS | WMP FACED SGL MATERIAL | OTHER | EQUIPMENT | YES | YES | 3.50 | 0.23 | K
CT | COMMERCIAL BOARD - 225 | FIBER GLASS | WMP FACED SGL MATERIAL | OTHER | EQUIPMENT | YES | YES | 4.00 | 0.23 | K
CT | COMMERCIAL BOARD - 300 | FIBER GLASS | ASJ FACED SGL MATERIAL | PAPER | CLG WALL FLR | YES | YES | 1.00 | 0.23 | K
CT | COMMERCIAL BOARD - 300 | FIBER GLASS | ASJ FACED SGL MATERIAL | PAPER | CLG WALL FLR | YES | YES | 1.50 | 0.23 | K
CT | COMMERCIAL BOARD - 300 | FIBER GLASS | ASJ FACED SGL MATERIAL | PAPER | CLG WALL FLR | YES | YES | 2.00 | 0.23 | K
CT | COMMERCIAL BOARD - 300 | FIBER GLASS | ASJ FACED SGL MATERIAL | PAPER | CLG WALL FLR | YES | YES | 2.50 | 0.23 | K
CT | COMMERCIAL BOARD - 300 | FIBER GLASS | ASJ FACED SGL MATERIAL | PAPER | CLG WALL FLR | YES | YES | 3.00 | 0.23 | K
CT | COMMERCIAL BOARD - 300 | FIBER GLASS | ASJ FACED SGL MATERIAL | PAPER | CLG WALL FLR | YES | YES | 3.50 | 0.23 | K
CT | COMMERCIAL BOARD - 300 | FIBER GLASS | ASJ FACED SGL MATERIAL | PAPER | CLG WALL FLR | YES | YES | 4.00 | 0.23 | K
CT | COMMERCIAL BOARD - 300 | FIBER GLASS | FSK FACED SGL MATERIAL | METAL | EQUIPMENT | YES | YES | 1.00 | 0.23 | K
CT | COMMERCIAL BOARD - 300 | FIBER GLASS | FSK FACED SGL MATERIAL | METAL | EQUIPMENT | YES | YES | 1.50 | 0.23 | K
CT | COMMERCIAL BOARD - 300 | FIBER GLASS | FSK FACED SGL MATERIAL | METAL | EQUIPMENT | YES | YES | 2.00 | 0.23 | K
CT | COMMERCIAL BOARD - 300 | FIBER GLASS | FSK FACED SGL MATERIAL | METAL | EQUIPMENT | YES | YES | 2.50 | 0.23 | K
CT | COMMERCIAL BOARD - 300 | FIBER GLASS | FSK FACED SGL MATERIAL | METAL | EQUIPMENT | YES | YES | 3.00 | 0.23 | K
CT | COMMERCIAL BOARD - 300 | FIBER GLASS | FSK FACED SGL MATERIAL | METAL | EQUIPMENT | YES | YES | 3.50 | 0.23 | K
CT | COMMERCIAL BOARD - 300 | FIBER GLASS | FSK FACED SGL MATERIAL | METAL | EQUIPMENT | YES | YES | 4.00 | 0.23 | K
CT | COMMERCIAL BOARD - 300 | FIBER GLASS | SINGLE MATERIAL | NONE | CLG WALL FLR | YES | NO | 1.00 | 0.23 | K
CT | COMMERCIAL BOARD - 300 | FIBER GLASS | SINGLE MATERIAL | NONE | CLG WALL FLR | YES | NO | 1.50 | 0.23 | K
CT | COMMERCIAL BOARD - 300 | FIBER GLASS | SINGLE MATERIAL | NONE | CLG WALL FLR | YES | NO | 2.00 | 0.23 | K
CT | COMMERCIAL BOARD - 300 | FIBER GLASS | SINGLE MATERIAL | NONE | CLG WALL FLR | YES | NO | 2.50 | 0.23 | K
CT | COMMERCIAL BOARD - 300 | FIBER GLASS | SINGLE MATERIAL | NONE | CLG WALL FLR | YES | NO | 3.00 | 0.23 | K
CT | COMMERCIAL BOARD - 300 | FIBER GLASS | SINGLE MATERIAL | NONE | CLG WALL FLR | YES | NO | 3.50 | 0.23 | K
CT | COMMERCIAL BOARD - 300 | FIBER GLASS | SINGLE MATERIAL | NONE | CLG WALL FLR | YES | NO | 4.00 | 0.23 | K
CT | COMMERCIAL BOARD - 300 | FIBER GLASS | WMP FACED SGL MATERIAL | OTHER | EQUIPMENT | YES | YES | 1.00 | 0.23 | K
CT | COMMERCIAL BOARD - 300 | FIBER GLASS | WMP FACED SGL MATERIAL | OTHER | EQUIPMENT | YES | YES | 1.50 | 0.23 | K
CT | COMMERCIAL BOARD - 300 | FIBER GLASS | WMP FACED SGL MATERIAL | OTHER | EQUIPMENT | YES | YES | 2.00 | 0.23 | K
CT | COMMERCIAL BOARD - 300 | FIBER GLASS | WMP FACED SGL MATERIAL | OTHER | EQUIPMENT | YES | YES | 2.50 | 0.23 | K
CT | COMMERCIAL BOARD - 300 | FIBER GLASS | WMP FACED SGL MATERIAL | OTHER | EQUIPMENT | YES | YES | 3.00 | 0.23 | K
CT | COMMERCIAL BOARD - 300 | FIBER GLASS | WMP FACED SGL MATERIAL | OTHER | EQUIPMENT | YES | YES | 3.50 | 0.23 | K
CT | COMMERCIAL BOARD - 300 | FIBER GLASS | WMP FACED SGL MATERIAL | OTHER | EQUIPMENT | YES | YES | 4.00 | 0.23 | K
CT | COMMERCIAL BOARD - 600 | FIBER GLASS | ASJ FACED SGL MATERIAL | PAPER | EQUIPMENT | YES | YES | 1.00 | 0.22 | K
CT | COMMERCIAL BOARD - 600 | FIBER GLASS | ASJ FACED SGL MATERIAL | PAPER | EQUIPMENT | YES | YES | 1.50 | 0.22 | K
CT | COMMERCIAL BOARD - 600 | FIBER GLASS | ASJ FACED SGL MATERIAL | PAPER | EQUIPMENT | YES | YES | 2.00 | 0.22 | K
CT | COMMERCIAL BOARD - 600 | FIBER GLASS | ASJ FACED SGL MATERIAL | PAPER | EQUIPMENT | YES | YES | 2.50 | 0.22 | K
CT | COMMERCIAL BOARD - 600 | FIBER GLASS | ASJ FACED SGL MATERIAL | PAPER | EQUIPMENT | YES | YES | 3.00 | 0.22 | K
CT | COMMERCIAL BOARD - 600 | FIBER GLASS | ASJ FACED SGL MATERIAL | PAPER | EQUIPMENT | YES | YES | 3.50 | 0.22 | K
CT | COMMERCIAL BOARD - 600 | FIBER GLASS | ASJ FACED SGL MATERIAL | PAPER | EQUIPMENT | YES | YES | 4.00 | 0.22 | K
CT | COMMERCIAL BOARD - 600 | FIBER GLASS | FSK FACED SGL MATERIAL | METAL | EQUIPMENT | YES | YES | 1.00 | 0.22 | K
CT | COMMERCIAL BOARD - 600 | FIBER GLASS | FSK FACED SGL MATERIAL | METAL | EQUIPMENT | YES | YES | 1.50 | 0.22 | K
CT | COMMERCIAL BOARD - 600 | FIBER GLASS | FSK FACED SGL MATERIAL | METAL | EQUIPMENT | YES | YES | 2.00 | 0.22 | K
CT | COMMERCIAL BOARD - 600 | FIBER GLASS | FSK FACED SGL MATERIAL | METAL | EQUIPMENT | YES | YES | 2.50 | 0.22 | K
CT | COMMERCIAL BOARD - 600 | FIBER GLASS | FSK FACED SGL MATERIAL | METAL | EQUIPMENT | YES | YES | 3.00 | 0.22 | K
CT | COMMERCIAL BOARD - 600 | FIBER GLASS | FSK FACED SGL MATERIAL | METAL | EQUIPMENT | YES | YES | 3.50 | 0.22 | K
CT | COMMERCIAL BOARD - 600 | FIBER GLASS | FSK FACED SGL MATERIAL | METAL | EQUIPMENT | YES | YES | 4.00 | 0.22 | K
CT | COMMERCIAL BOARD - 600 | FIBER GLASS | SINGLE MATERIAL | NONE | EQUIPMENT | YES | NO | 1.00 | 0.22 | K
CT | COMMERCIAL BOARD - 600 | FIBER GLASS | SINGLE MATERIAL | NONE | EQUIPMENT | YES | NO | 1.50 | 0.22 | K
CT | COMMERCIAL BOARD - 600 | FIBER GLASS | SINGLE MATERIAL | NONE | EQUIPMENT | YES | NO | 2.00 | 0.22 | K
CT | COMMERCIAL BOARD - 600 | FIBER GLASS | SINGLE MATERIAL | NONE | EQUIPMENT | YES | NO | 2.50 | 0.22 | K
CT | COMMERCIAL BOARD - 600 | FIBER GLASS | SINGLE MATERIAL | NONE | EQUIPMENT | YES | NO | 3.00 | 0.22 | K
CT | COMMERCIAL BOARD - 600 | FIBER GLASS | SINGLE MATERIAL | NONE | EQUIPMENT | YES | NO | 3.50 | 0.22 | K
CT | COMMERCIAL BOARD - 600 | FIBER GLASS | SINGLE MATERIAL | NONE | EQUIPMENT | YES | NO | 4.00 | 0.22 | K
CT | COMMERCIAL BOARD - 600 | FIBER GLASS | WMP FACED SGL MATERIAL | OTHER | EQUIPMENT | YES | YES | 1.00 | 0.22 | K
CT | COMMERCIAL BOARD - 600 | FIBER GLASS | WMP FACED SGL MATERIAL | OTHER | EQUIPMENT | YES | YES | 1.50 | 0.22 | K
CT | COMMERCIAL BOARD - 600 | FIBER GLASS | WMP FACED SGL MATERIAL | OTHER | EQUIPMENT | YES | YES | 2.00 | 0.22 | K
CT | TOUGHGARD RIGID LINER BOARD | FIBER GLASS | GLASS MAT FACED | MTL/FAB | DUCTS | YES | NO | 1.00 | 0.23 | K
CT | TOUGHGARD RIGID LINER BOARD | FIBER GLASS | GLASS MAT FACED | MTL/FAB | DUCTS | YES | NO | 1.50 | 0.23 | K
CT | TOUGHGARD RIGID LINER BOARD | FIBER GLASS | GLASS MAT FACED | MTL/FAB | DUCTS | YES | NO | 2.00 | 0.23 | K
CT | ULTRADUCT BLACK - 475 | FIBER GLASS | FSK FCD SGL MATERIAL | METAL | DUCTS | YES | YES | 1.00 | 4.30 | R
CT | ULTRADUCT BLACK - 475 | FIBER GLASS | FSK FCD SGL MATERIAL | METAL | DUCTS | YES | YES | 1.50 | 6.50 | R
CT | ULTRADUCT BLACK - 475 | FIBER GLASS | FSK FCD SGL MATERIAL | METAL | DUCTS | YES | YES | 2.00 | 8.70 | R
CT | ULTRADUCT BLACK - 800 | FIBER GLASS | FSK FCD SGL MATERIAL | METAL | DUCTS | YES | YES | 1.00 | 4.30 | R
CT | ULTRADUCT BLACK - 800 | FIBER GLASS | FSK FCD SGL MATERIAL | METAL | DUCTS | YES | YES | 1.50 | 6.50 | R
CT | ULTRADUCT BLACK - 800 | FIBER GLASS | FSK FCD SGL MATERIAL | METAL | DUCTS | YES | YES | 2.00 | 8.70 | R
* DESCRIPTION OF BRAND CODES:
CT = CERTAINTEED
Johns Manville - T 1039 |  |  |  | Updated 11/30/2022
FGS | ES-269.00.010405 | FIBER GLASS | FACED SINGLE MATERIAL | PAPER | ROOF DECK | NO | NO | 1.75 | 0.14 | C
FGS | ES-269.00.05 | FIBER GLASS | FACED SINGLE MATERIAL | PAPER | ROOF DECK | NO | NO | 0.75 | 0.36 | C
FGS | ES-269.00.05 | FIBER GLASS | FACED SINGLE MATERIAL | PAPER | ROOF DECK | NO | NO | 0.94 | 0.27 | C
FGS | ES-269.00.05 | FIBER GLASS | FACED SINGLE MATERIAL | PAPER | ROOF DECK | NO | NO | 1 | 0.25 | C
FGS | ES-269.00.05 | FIBER GLASS | FACED SINGLE MATERIAL | PAPER | ROOF DECK | NO | NO | 1.06 | 0.24 | C
FGS | ES-269.00.05 | FIBER GLASS | FACED SINGLE MATERIAL | PAPER | ROOF DECK | NO | NO | 1.31 | 0.19 | C
FGS | ES-269.00.05 | FIBER GLASS | FACED SINGLE MATERIAL | PAPER | ROOF DECK | NO | NO | 1.44 | 0.17 | C
FGS | ES-269.00.05 | FIBER GLASS | FACED SINGLE MATERIAL | PAPER | ROOF DECK | NO | NO | 1.56 | 0.16 | C
FGS | ES-269.00.05 | FIBER GLASS | FACED SINGLE MATERIAL | PAPER | ROOF DECK | NO | NO | 1.63 | 0.15 | C
FGS | ES-269.01.04.05 | FIBER GLASS | FACED SINGLE MATERIAL | PAPER | ROOF DECK | NO | NO | 1.88 | 0.13 | C
FGS | ES-269.01.04.05 | FIBER GLASS | FACED SINGLE MATERIAL | PAPER | ROOF DECK | NO | NO | 2.06 | 0.12 | C
FGS | ES-269.01.04.05 | FIBER GLASS | FACED SINGLE MATERIAL | PAPER | ROOF DECK | NO | NO | 2.25 | 0.11 | C
FGS | ES-269.01.04.05 | FIBER GLASS | FACED SINGLE MATERIAL | PAPER | ROOF DECK | NO | NO | 2.44 | 0.1 | C
FGS | ES-269.04 | FIBER GLASS | FACED SINGLE MATERIAL | PAPER | ROOF DECK | NO | NO | 0.75 | 0.36 | C
FGS | ES-269.06 | FIBER GLASS | FACED SINGLE MATERIAL | PAPER | ROOF DECK | NO | NO | 2.75 | 0.09 | C
JM | 812 BOARD | FIBER GLASS | FACED SINGLE MATERIAL | METAL | DUCTS | YES | YES | 1 | 0.26 | K
JM | 812 BOARD | FIBER GLASS | FACED SINGLE MATERIAL | METAL | DUCTS | YES | YES | 1.5 | 0.26 | K
JM | 812 BOARD | FIBER GLASS | FACED SINGLE MATERIAL | METAL | DUCTS | YES | YES | 2 | 0.26 | K
JM | 812 BOARD | FIBER GLASS | FACED SINGLE MATERIAL | METAL | DUCTS | YES | YES | 2.5 | 0.26 | K
JM | 812 BOARD | FIBER GLASS | FACED SINGLE MATERIAL | METAL | DUCTS | YES | YES | 3 | 0.26 | K
JM | 812 BOARD | FIBER GLASS | FACED SINGLE MATERIAL | METAL | DUCTS | YES | YES | 3.5 | 0.26 | K
JM | 812 BOARD | FIBER GLASS | FACED SINGLE MATERIAL | METAL | DUCTS | YES | YES | 4 | 0.26 | K
JM | 812 BOARD | FIBER GLASS | SINGLE MATERIAL | NONE | DUCTS | YES | NO | 1 | 0.26 | K
JM | 812 BOARD | FIBER GLASS | SINGLE MATERIAL | NONE | DUCTS | YES | NO | 1.5 | 0.26 | K
JM | 812 BOARD | FIBER GLASS | SINGLE MATERIAL | NONE | DUCTS | YES | NO | 2 | 0.26 | K
JM | 812 BOARD | FIBER GLASS | SINGLE MATERIAL | NONE | DUCTS | YES | NO | 2.5 | 0.26 | K
JM | 812 BOARD | FIBER GLASS | SINGLE MATERIAL | NONE | DUCTS | YES | NO | 3 | 0.26 | K
JM | 812 BOARD | FIBER GLASS | SINGLE MATERIAL | NONE | DUCTS | YES | NO | 3.5 | 0.26 | K
JM | 812 BOARD | FIBER GLASS | SINGLE MATERIAL | NONE | DUCTS | YES | NO | 4 | 0.26 | K
JM | 814 BOARD | FIBER GLASS | SINGLE MATERIAL | NONE | DUCTS | YES | NO | 1 | 0.23 | K
JM | 814 BOARD | FIBER GLASS | SINGLE MATERIAL | NONE | DUCTS | YES | NO | 1.5 | 0.23 | K
JM | 814 BOARD | FIBER GLASS | SINGLE MATERIAL | NONE | DUCTS | YES | NO | 2 | 0.23 | K
JM | 814 BOARD | FIBER GLASS | SINGLE MATERIAL | NONE | DUCTS | YES | NO | 2.5 | 0.23 | K
JM | 814 BOARD | FIBER GLASS | SINGLE MATERIAL | NONE | DUCTS | YES | NO | 3 | 0.23 | K
JM | 814 BOARD | FIBER GLASS | SINGLE MATERIAL | NONE | DUCTS | YES | NO | 3.5 | 0.23 | K
JM | 814 BOARD | FIBER GLASS | SINGLE MATERIAL | NONE | DUCTS | YES | NO | 4 | 0.23 | K
JM | 814 BD/FSK/AP | FIBER GLASS | FACED SINGLE MATERIAL | METAL | DUCTS | YES | YES | 1 | 0.23 | K
JM | 814 BD/FSK/AP | FIBER GLASS | FACED SINGLE MATERIAL | METAL | DUCTS | YES | YES | 1.5 | 0.23 | K
JM | 814 BD/FSK/AP | FIBER GLASS | FACED SINGLE MATERIAL | METAL | DUCTS | YES | YES | 2 | 0.23 | K
JM | 814 BD/FSK/AP | FIBER GLASS | FACED SINGLE MATERIAL | METAL | DUCTS | YES | YES | 2.5 | 0.23 | K
JM | 814 BD/FSK/AP | FIBER GLASS | FACED SINGLE MATERIAL | METAL | DUCTS | YES | YES | 3 | 0.23 | K
JM | 814 BD/FSK/AP | FIBER GLASS | FACED SINGLE MATERIAL | METAL | DUCTS | YES | YES | 3.5 | 0.23 | K
JM | 814 BD/FSK/AP | FIBER GLASS | FACED SINGLE MATERIAL | METAL | DUCTS | YES | YES | 4 | 0.23 | K
JM | 815 BOARD | FIBER GLASS | SINGLE MATERIAL | NONE | DUCTS | YES | NO | 1 | 0.23 | K
JM | 815 BOARD | FIBER GLASS | SINGLE MATERIAL | NONE | DUCTS | YES | NO | 1.5 | 0.23 | K
JM | 815 BOARD | FIBER GLASS | SINGLE MATERIAL | NONE | DUCTS | YES | NO | 2 | 0.23 | K
JM | 815 BOARD | FIBER GLASS | SINGLE MATERIAL | NONE | DUCTS | YES | NO | 2.5 | 0.23 | K
JM | 815 BD/FSK/AP | FIBER GLASS | FACED SINGLE MATERIAL | METAL | DUCTS | YES | YES | 1 | 0.23 | K
JM | 815 BD/FSK/AP | FIBER GLASS | FACED SINGLE MATERIAL | METAL | DUCTS | YES | YES | 1.5 | 0.23 | K
JM | 815 BD/FSK/AP | FIBER GLASS | FACED SINGLE MATERIAL | METAL | DUCTS | YES | YES | 2 | 0.23 | K
JM | 815 BD/FSK/AP | FIBER GLASS | FACED SINGLE MATERIAL | METAL | DUCTS | YES | YES | 2.5 | 0.23 | K
JM | 817 BOARD | FIBER GLASS | SINGLE MATERIAL | NONE | DUCTS | YES | NO | 1 | 0.22 | K
JM | 817 BOARD | FIBER GLASS | SINGLE MATERIAL | NONE | DUCTS | YES | NO | 1.5 | 0.22 | K
JM | 817 BOARD | FIBER GLASS | SINGLE MATERIAL | NONE | DUCTS | YES | NO | 2 | 0.22 | K
JM | 817 BD/FSK/AP | FIBER GLASS | FACED SINGLE MATERIAL | METAL | DUCTS | YES | YES | 1 | 0.22 | K
JM | 817 BD/FSK/AP | FIBER GLASS | FACED SINGLE MATERIAL | METAL | DUCTS | YES | YES | 1.5 | 0.22 | K
JM | 817 BD/FSK/AP | FIBER GLASS | FACED SINGLE MATERIAL | METAL | DUCTS | YES | YES | 2 | 0.22 | K
JM | 1000 BOARD | FIBER GLASS | SINGLE MATERIAL | NONE | EQUIPMENT | YES | NO | 1 | 0.22 | K
JM | 1000 BOARD | FIBER GLASS | SINGLE MATERIAL | NONE | EQUIPMENT | YES | NO | 1.5 | 0.22 | K
JM | 1000 BOARD | FIBER GLASS | SINGLE MATERIAL | NONE | EQUIPMENT | YES | NO | 2 | 0.22 | K
JM | 1000 BOARD | FIBER GLASS | SINGLE MATERIAL | NONE | EQUIPMENT | YES | NO | 2.5 | 0.22 | K
JM | 1000 BOARD | FIBER GLASS | SINGLE MATERIAL | NONE | EQUIPMENT | YES | NO | 2.5 | 0.23 | K
JM | 1000 BOARD | FIBER GLASS | SINGLE MATERIAL | NONE | EQUIPMENT | YES | NO | 3 | 0.22 | K
JM | 1000 BOARD | FIBER GLASS | SINGLE MATERIAL | NONE | EQUIPMENT | YES | NO | 3.5 | 0.22 | K
JM | 1000 BOARD | FIBER GLASS | SINGLE MATERIAL | NONE | EQUIPMENT | YES | NO | 4 | 0.22 | K
JM | COATED I.S. BLACK | FIBER GLASS | FACED SINGLE MATERIAL | COATING | WALL CLG | YES | NO | 1 | 4 | R
JM | COATED I.S. BLACK | FIBER GLASS | FACED SINGLE MATERIAL | COATING | WALL CLG | YES | NO | 2 | 8 | R
JM | CURTAINWALL | MINERAL WOOL | FACED SINGLE MATERIAL | FSK | WALL | NO | YES | 1 | 4 | R
JM | CURTAINWALL | MINERAL WOOL | FACED SINGLE MATERIAL | FSK | WALL | NO | YES | 1 | 4.1 | R
JM | CURTAINWALL | MINERAL WOOL | FACED SINGLE MATERIAL | FSK | WALL | NO | YES | 1 | 4.2 | R
JM | CURTAINWALL | MINERAL WOOL | FACED SINGLE MATERIAL | FSK | WALL | NO | YES | 1.5 | 6 | R
JM | CURTAINWALL | MINERAL WOOL | FACED SINGLE MATERIAL | FSK | WALL | NO | YES | 1.5 | 6.2 | R
JM | CURTAINWALL | MINERAL WOOL | FACED SINGLE MATERIAL | FSK | WALL | NO | YES | 1.5 | 6.3 | R
JM | CURTAINWALL | MINERAL WOOL | FACED SINGLE MATERIAL | FSK | WALL | NO | YES | 2 | 8 | R
JM | CURTAINWALL | MINERAL WOOL | FACED SINGLE MATERIAL | FSK | WALL | NO | YES | 2 | 8.2 | R
JM | CURTAINWALL | MINERAL WOOL | FACED SINGLE MATERIAL | FSK | WALL | NO | YES | 2 | 8.4 | R
JM | CURTAINWALL | MINERAL WOOL | FACED SINGLE MATERIAL | FSK | WALL | NO | YES | 2.5 | 10 | R
JM | CURTAINWALL | MINERAL WOOL | FACED SINGLE MATERIAL | FSK | WALL | NO | YES | 2.5 | 10.3 | R
JM | CURTAINWALL | MINERAL WOOL | FACED SINGLE MATERIAL | FSK | WALL | NO | YES | 2.5 | 10.5 | R
JM | CURTAINWALL | MINERAL WOOL | FACED SINGLE MATERIAL | FSK | WALL | NO | YES | 3 | 12 | R
JM | CURTAINWALL | MINERAL WOOL | FACED SINGLE MATERIAL | FSK | WALL | NO | YES | 3 | 12.3 | R
JM | CURTAINWALL | MINERAL WOOL | FACED SINGLE MATERIAL | FSK | WALL | NO | YES | 3 | 12.6 | R
JM | CURTAINWALL | MINERAL WOOL | FACED SINGLE MATERIAL | FSK | WALL | NO | YES | 3.5 | 14 | R
JM | CURTAINWALL | MINERAL WOOL | FACED SINGLE MATERIAL | FSK | WALL | NO | YES | 3.5 | 14.4 | R
JM | CURTAINWALL | MINERAL WOOL | FACED SINGLE MATERIAL | FSK | WALL | NO | YES | 3.5 | 14.7 | R
JM | CURTAINWALL | MINERAL WOOL | FACED SINGLE MATERIAL | FSK | WALL | NO | YES | 4 | 14.8 | R
JM | CURTAINWALL | MINERAL WOOL | FACED SINGLE MATERIAL | FSK | WALL | NO | YES | 4 | 16 | R
JM | CURTAINWALL | MINERAL WOOL | FACED SINGLE MATERIAL | FSK | WALL | NO | YES | 4 | 16.4 | R
JM | CURTAINWALL | MINERAL WOOL | FACED SINGLE MATERIAL | FSK | WALL | NO | YES | 4 | 16.8 | R
JM | CURTAINWALL | MINERAL WOOL | SINGLE MATERIAL | NONE | WALL | NO | NO | 1 | 4 | R
JM | CURTAINWALL | MINERAL WOOL | SINGLE MATERIAL | NONE | WALL | NO | NO | 1 | 4.1 | R
JM | CURTAINWALL | MINERAL WOOL | SINGLE MATERIAL | NONE | WALL | NO | NO | 1 | 4.2 | R
JM | CURTAINWALL | MINERAL WOOL | SINGLE MATERIAL | NONE | WALL | NO | NO | 1.5 | 6 | R
JM | CURTAINWALL | MINERAL WOOL | SINGLE MATERIAL | NONE | WALL | NO | NO | 1.5 | 6.2 | R
JM | CURTAINWALL | MINERAL WOOL | SINGLE MATERIAL | NONE | WALL | NO | NO | 1.5 | 6.3 | R
JM | CURTAINWALL | MINERAL WOOL | SINGLE MATERIAL | NONE | WALL | NO | NO | 2 | 8 | R
JM | CURTAINWALL | MINERAL WOOL | SINGLE MATERIAL | NONE | WALL | NO | NO | 2 | 8.2 | R
JM | CURTAINWALL | MINERAL WOOL | SINGLE MATERIAL | NONE | WALL | NO | NO | 2 | 8.4 | R
JM | CURTAINWALL | MINERAL WOOL | SINGLE MATERIAL | NONE | WALL | NO | NO | 2.5 | 10 | R
JM | CURTAINWALL | MINERAL WOOL | SINGLE MATERIAL | NONE | WALL | NO | NO | 2.5 | 10.3 | R
JM | CURTAINWALL | MINERAL WOOL | SINGLE MATERIAL | NONE | WALL | NO | NO | 2.5 | 10.5 | R
JM | CURTAINWALL | MINERAL WOOL | SINGLE MATERIAL | NONE | WALL | NO | NO | 3 | 12 | R
JM | CURTAINWALL | MINERAL WOOL | SINGLE MATERIAL | NONE | WALL | NO | NO | 3 | 12.3 | R
JM | CURTAINWALL | MINERAL WOOL | SINGLE MATERIAL | NONE | WALL | NO | NO | 3 | 12.6 | R
JM | CURTAINWALL | MINERAL WOOL | SINGLE MATERIAL | NONE | WALL | NO | NO | 3.5 | 14 | R
JM | CURTAINWALL | MINERAL WOOL | SINGLE MATERIAL | NONE | WALL | NO | NO | 3.5 | 14.4 | R
JM | CURTAINWALL | MINERAL WOOL | SINGLE MATERIAL | NONE | WALL | NO | NO | 3.5 | 14.7 | R
JM | CURTAINWALL | MINERAL WOOL | SINGLE MATERIAL | NONE | WALL | NO | NO | 4 | 16 | R
JM | CURTAINWALL | MINERAL WOOL | SINGLE MATERIAL | NONE | WALL | NO | NO | 4 | 16.4 | R
JM | CURTAINWALL | MINERAL WOOL | SINGLE MATERIAL | NONE | WALL | NO | NO | 4 | 16.8 | R
JM | CURTAINWALL | MINERAL WOOL | SINGLE MATERIAL | NONE | WALL | NO | NO | 6 | 24 | R
JM | DIFFUSER BOARD | FIBER GLASS | SINGLE MATERIAL | NONE | DUCTS | YES | NO | 1 | 4.3 | R
JM | DIFFUSER BOARD | FIBER GLASS | SINGLE MATERIAL | NONE | DUCTS | YES | NO | 1.375 | 6 | R
JM | DIFFUSER BOARD | FIBER GLASS | FACED SINGLE MATERIAL | FSK | DUCTS | YES | YES | 1 | 4.3 | R
JM | DIFFUSER BOARD | FIBER GLASS | FACED SINGLE MATERIAL | FSK | DUCTS | YES | YES | 1.375 | 6 | R
JM | EQUIPMENT SPIN-GLAS BOARD | FIBER GLASS | FACED SINGLE MATERIAL | FSK | EQUIPMENT | YES | YES | 0.63 | 0.23 | K
JM | EQUIPMENT SPIN-GLAS BOARD | FIBER GLASS | FACED SINGLE MATERIAL | FSK | EQUIPMENT | YES | YES | 0.75 | 0.23 | K
JM | EQUIPMENT SPIN-GLAS BOARD | FIBER GLASS | FACED SINGLE MATERIAL | FSK | EQUIPMENT | YES | YES | 1 | 0.23 | K
JM | EQUIPMENT SPIN-GLAS BOARD | FIBER GLASS | FACED SINGLE MATERIAL | FSK | EQUIPMENT | YES | YES | 1.5 | 0.23 | K
JM | EQUIPMENT SPIN-GLAS BOARD | FIBER GLASS | FACED SINGLE MATERIAL | FSK | EQUIPMENT | YES | YES | 2 | 0.23 | K
JM | EQUIPMENT SPIN-GLAS BOARD | FIBER GLASS | FACED SINGLE MATERIAL | FSK | EQUIPMENT | YES | YES | 2.5 | 0.23 | K
JM | EQUIPMENT SPIN-GLAS BOARD | FIBER GLASS | FACED SINGLE MATERIAL | FSK | EQUIPMENT | YES | YES | 3 | 0.23 | K
JM | EQUIPMENT SPIN-GLAS BOARD | FIBER GLASS | FACED SINGLE MATERIAL | FSK | EQUIPMENT | YES | YES | 3.5 | 0.23 | K
JM | EQUIPMENT SPIN-GLAS BOARD | FIBER GLASS | FACED SINGLE MATERIAL | FSK | EQUIPMENT | YES | YES | 4 | 0.23 | K
JM | EQUIPMENT SPIN-GLAS BOARD | FIBER GLASS | SINGLE MATERIAL | NONE | EQUIPMENT | YES | NO | 0.63 | 0.23 | K
JM | EQUIPMENT SPIN-GLAS BOARD | FIBER GLASS | SINGLE MATERIAL | NONE | EQUIPMENT | YES | NO | 0.75 | 0.23 | K
JM | EQUIPMENT SPIN-GLAS BOARD | FIBER GLASS | SINGLE MATERIAL | NONE | EQUIPMENT | YES | NO | 1 | 0.23 | K
JM | EQUIPMENT SPIN-GLAS BOARD | FIBER GLASS | SINGLE MATERIAL | NONE | EQUIPMENT | YES | NO | 1.5 | 0.23 | K
JM | EQUIPMENT SPIN-GLAS BOARD | FIBER GLASS | SINGLE MATERIAL | NONE | EQUIPMENT | YES | NO | 2 | 0.23 | K
JM | EQUIPMENT SPIN-GLAS BOARD | FIBER GLASS | SINGLE MATERIAL | NONE | EQUIPMENT | YES | NO | 2.5 | 0.23 | K
JM | EQUIPMENT SPIN-GLAS BOARD | FIBER GLASS | SINGLE MATERIAL | NONE | EQUIPMENT | YES | NO | 3 | 0.23 | K
JM | EQUIPMENT SPIN-GLAS BOARD | FIBER GLASS | SINGLE MATERIAL | NONE | EQUIPMENT | YES | NO | 3.5 | 0.23 | K
JM | EQUIPMENT SPIN-GLAS BOARD | FIBER GLASS | SINGLE MATERIAL | NONE | EQUIPMENT | YES | NO | 4 | 0.23 | K
JM | EXACT-O-BOARD 2.0 PCF | FIBER GLASS | COMPOSITE | NONE | EQUIPMENT | YES | NO | 0.38 | 0.23 | K
JM | EXACT-O-BOARD 3.0 PCF | FIBER GLASS | COMPOSITE | NONE | EQUIPMENT | YES | NO | 0.25 | 0.22 | K
JM | FITTING FAB BOARD | FIBER GLASS | FACED SINGLE MATERIAL | FSK | DUCTS | YES | YES | 1 | 4.3 | R
JM | FITTING FAB BOARD | FIBER GLASS | FACED SINGLE MATERIAL | FSK | DUCTS | YES | YES | 1.5 | 6.5 | R
JM | FITTING FAB BOARD | FIBER GLASS | FACED SINGLE MATERIAL | FSK | DUCTS | YES | YES | 2 | 8.7 | R
JM | GLASSDEK | FIBER GLASS | FACED SINGLE MATERIAL | FBR GLS | FLOOR | YES | NO | 1 | 0.23 | K
JM | GLASSDEK | FIBER GLASS | FACED SINGLE MATERIAL | FBR GLS | FLOOR | YES | NO | 1.25 | 0.23 | K
JM | GLASSDEK | FIBER GLASS | FACED SINGLE MATERIAL | FBR GLS | FLOOR | YES | NO | 1.5 | 0.23 | K
JM | GLASSDEK | FIBER GLASS | FACED SINGLE MATERIAL | FBR GLS | FLOOR | YES | NO | 1.75 | 0.23 | K
JM | GLASSDEK | FIBER GLASS | FACED SINGLE MATERIAL | FBR GLS | FLOOR | YES | NO | 2 | 0.23 | K
JM | HTB 26 | FIBER GLASS | SINGLE MATERIAL | NONE | EQUIPMENT | YES | NO | 1 | 0.26 | K
JM | HTB 26 | FIBER GLASS | SINGLE MATERIAL | NONE | EQUIPMENT | YES | NO | 2 | 0.26 | K
JM | HTB 26 | FIBER GLASS | SINGLE MATERIAL | NONE | EQUIPMENT | YES | NO | 2.5 | 0.26 | K
JM | HTB 26 | FIBER GLASS | SINGLE MATERIAL | NONE | EQUIPMENT | YES | NO | 3 | 0.26 | K
JM | HTB 26 | FIBER GLASS | SINGLE MATERIAL | NONE | EQUIPMENT | YES | NO | 3.5 | 0.26 | K
JM | HTB 26 | FIBER GLASS | SINGLE MATERIAL | NONE | EQUIPMENT | YES | NO | 4 | 0.26 | K
JM | I.S. 300 | FIBER GLASS | SINGLE MATERIAL | NONE | WALL | YES | NO | 1 | 4.3 | R
JM | I.S. 300 | FIBER GLASS | SINGLE MATERIAL | NONE | WALL | YES | NO | 1.5 | 6.5 | R
JM | I.S. 300 | FIBER GLASS | SINGLE MATERIAL | NONE | WALL | YES | NO | 2 | 8.7 | R
JM | I.S. 300 BLACK | FIBER GLASS | FACED SINGLE MATERIAL | FBR GLS | WALL CLG | YES | NO | 1 | 4.3 | R
JM | I.S. 300 BLACK | FIBER GLASS | FACED SINGLE MATERIAL | FBR GLS | WALL CLG | YES | NO | 1.5 | 6.5 | R
JM | I.S. 300 BLACK | FIBER GLASS | FACED SINGLE MATERIAL | FBR GLS | WALL CLG | YES | NO | 2 | 8.7 | R
JM | I.S. 300 FSK/AP | FIBER GLASS | FACED SINGLE MATERIAL | METAL | WALL | NO | NO | 1 | 4.3 | R
JM | I.S. 300 FSK/AP | FIBER GLASS | FACED SINGLE MATERIAL | METAL | WALL | NO | NO | 1.5 | 6.5 | R
JM | I.S. 300 FSK/AP | FIBER GLASS | FACED SINGLE MATERIAL | METAL | WALL | NO | NO | 2 | 8.7 | R
JM | I.S. 600 | FIBER GLASS | SINGLE MATERIAL | NONE | WALL | YES | NO | 1.5 | 6.8 | R
JM | I.S. 600 | FIBER GLASS | SINGLE MATERIAL | NONE | WALL | YES | NO | 2 | 9.1 | R
JM | I.S. 600 BLACK | FIBER GLASS | FACED SINGLE MATERIAL | FBR GLS | WALL CLG | YES | NO | 2 | 9.1 | R
JM | I.S. 600 FSK/AP | FIBER GLASS | FACED SINGLE MATERIAL | METAL | WALL | YES | YES | 1.5 | 6.8 | R
JM | I.S. 600 FSK/AP | FIBER GLASS | FACED SINGLE MATERIAL | METAL | WALL | YES | YES | 2 | 9.1 | R
JM | INCOMB HULLBD | FIBER GLASS | SINGLE MATERIAL | NONE | CLG WALL FLR | YES | NO | 1 | 0.22 | K
JM | INCOMB HULLBD | FIBER GLASS | SINGLE MATERIAL | NONE | CLG WALL FLR | YES | NO | 1.5 | 0.22 | K
JM | INCOMB HULLBD | FIBER GLASS | SINGLE MATERIAL | NONE | CLG WALL FLR | YES | NO | 1.75 | 0.22 | K
JM | INCOMB HULLBD | FIBER GLASS | SINGLE MATERIAL | NONE | CLG WALL FLR | YES | NO | 2 | 0.22 | K
JM | MAD BD 475 | FIBER GLASS | FACED SINGLE MATERIAL | METAL | DUCTS | YES | YES | 1 | 4.3 | R
JM | MAD BD 800 | FIBER GLASS | FACED SINGLE MATERIAL | METAL | DUCTS | YES | YES | 1.5 | 6.5 | R
JM | MAD BD 800 | FIBER GLASS | FACED SINGLE MATERIAL | METAL | DUCTS | YES | YES | 2 | 8.7 | R
JM | MICRO-FLEX AP/FSK | FIBER GLASS | FACED SINGLE MATERIAL | MTL/FLAS | EQUIP/PIPES | YES | YES | 1 | 0.23 | K
JM | MICRO-FLEX AP/FSK | FIBER GLASS | FACED SINGLE MATERIAL | MTL/FLAS | EQUIP/PIPES | YES | YES | 1.5 | 0.23 | K
JM | MICRO-FLEX AP/FSK | FIBER GLASS | FACED SINGLE MATERIAL | MTL/PLAS | EQUIP/PIPES | YES | YES | 2 | 0.23 | K
JM | MICRO-FLEX AP/FSK | FIBER GLASS | FACED SINGLE MATERIAL | MTL/FLAS | EQUIP/PIPES | YES | YES | 2.5 | 0.23 | K
JM | MICRO-FLEX AP/FSK | FIBER GLASS | FACED SINGLE MATERIAL | MTL/FLAS | EQUIP/PIPES | YES | YES | 3 | 0.23 | K
JM | MICRO-FLEX AP/FSK | FIBER GLASS | FACED SINGLE MATERIAL | MTL/FLAS | EQUIP/PIPES | YES | YES | 3.5 | 0.23 | K
JM | MICRO-FLEX AP/FSK | FIBER GLASS | FACED SINGLE MATERIAL | MTL/PLAS | EQUIP/PIPES | YES | YES | 4 | 0.23 | K
JM | MICRO-LOK GPI | FIBER GLASS | FACED SINGLE MATERIAL | MTL/PPR | PIPES | YES | YES | 1.5 | 0.24 | K
JM | MICRO-LOK GPI | FIBER GLASS | FACED SINGLE MATERIAL | MTL/GM | PIPES | YES | NO | 1.5 | 0.24 | K
JM | MICRO-LOK HP | FIBER GLASS | FACED SINGLE MATERIAL | MTL/PPR | PIPES | YES | YES | 1 | 0.24 | K
JM | MICRO-LOK HP | FIBER GLASS | FACED SINGLE MATERIAL | MTL/PPR | PIPES | YES | YES | 1.5 | 0.24 | K
JM | MICRO-LOK HP | FIBER GLASS | FACED SINGLE MATERIAL | MTL/PPR | PIPES | YES | YES | 2 | 0.24 | K
JM | MICRO-LOK HP | FIBER GLASS | FACED SINGLE MATERIAL | MTL/PPR | PIPES | YES | YES | 2.5 | 0.24 | K
JM | MICRO-LOK HP | FIBER GLASS | FACED SINGLE MATERIAL | MTL/PPR | PIPES | YES | YES | 3 | 0.24 | K
JM | MICRO-LOK HP | FIBER GLASS | FACED SINGLE MATERIAL | MTL/PPR | PIPES | YES | YES | 4 | 0.24 | K
JM | MICRO-LOK HP | FIBER GLASS | SINGLE MATERIAL | NONE | PIPES | YES | NO | 1 | 0.24 | K
JM | MICRO-LOK HP | FIBER GLASS | SINGLE MATERIAL | NONE | PIPES | YES | NO | 1.5 | 0.24 | K
JM | MICRO-LOK HP | FIBER GLASS | SINGLE MATERIAL | NONE | PIPES | YES | NO | 2 | 0.24 | K
JM | MICRO-LOK HP | FIBER GLASS | SINGLE MATERIAL | NONE | PIPES | YES | NO | 2.5 | 0.24 | K
JM | MICRO-LOK HP | FIBER GLASS | SINGLE MATERIAL | NONE | PIPES | YES | NO | 3 | 0.24 | K
JM | MICRO-LOK HP ULTRA | FIBER GLASS | FACED SINGLE MATERIAL | MTL/PPR | PIPES | YES | YES | 0.5 | 0.24 | K
JM | MICRO-LOK HP ULTRA | FIBER GLASS | FACED SINGLE MATERIAL | MTL/PPR | PIPES | YES | YES | 1 | 0.24 | K
JM | MICRO-LOK HP ULTRA | FIBER GLASS | FACED SINGLE MATERIAL | MTL/PPR | PIPES | YES | YES | 1.25 | 0.24 | K
JM | MICRO-LOK HP ULTRA | FIBER GLASS | FACED SINGLE MATERIAL | MTL/PPR | PIPES | YES | YES | 1.5 | 0.24 | K
JM | MICRO-LOK HP ULTRA | FIBER GLASS | FACED SINGLE MATERIAL | MTL/PPR | PIPES | YES | YES | 2 | 0.24 | K
JM | MICRO-LOK HP ULTRA | FIBER GLASS | FACED SINGLE MATERIAL | MTL/PPR | PIPES | YES | YES | 2.5 | 0.24 | K
JM | MICRO-LOK HP ULTRA | FIBER GLASS | FACED SINGLE MATERIAL | MTL/PPR | PIPES | YES | YES | 3 | 0.24 | K
JM | MICRO-LOK HP ULTRA | FIBER GLASS | FACED SINGLE MATERIAL | MTL/PPR | PIPES | YES | YES | 3.5 | 0.24 | K
JM | MICRO-LOK HP ULTRA | FIBER GLASS | FACED SINGLE MATERIAL | MTL/PPR | PIPES | YES | YES | 4 | 0.24 | K
JM | MICRO-LOK HP ULTRA | FIBER GLASS | FACED SINGLE MATERIAL | MTL/PPR | PIPES | YES | YES | 4.5 | 0.24 | K
JM | MICRO-LOK HP ULTRA | FIBER GLASS | FACED SINGLE MATERIAL | MTL/PPR | PIPES | YES | YES | 5 | 0.24 | K
JM | MINWOOL SAFING | MINERAL WOOL | SINGLE MATERIAL | NONE | WALL | NO | NO | 4 | 14.8 | R
JM | PRECIPITATOR SG | FIBER GLASS | SINGLE MATERIAL | NONE | EQUIPMENT | YES | NO | 1 | 0.24 | K
JM | PRECIPITATOR SG | FIBER GLASS | SINGLE MATERIAL | NONE | EQUIPMENT | YES | NO | 1.5 | 0.24 | K
JM | PRECIPITATOR SG | FIBER GLASS | SINGLE MATERIAL | NONE | EQUIPMENT | YES | NO | 2 | 0.24 | K
JM | PRECIPITATOR SG | FIBER GLASS | SINGLE MATERIAL | NONE | EQUIPMENT | YES | NO | 2.5 | 0.24 | K
JM | PRECIPITATOR SG | FIBER GLASS | SINGLE MATERIAL | NONE | EQUIPMENT | YES | NO | 3 | 0.24 | K
JM | PRECIPITATOR SG | FIBER GLASS | SINGLE MATERIAL | NONE | EQUIPMENT | YES | NO | 4 | 0.24 | K
JM | SAFB | MINERAL WOOL | SINGLE MATERIAL | NONE | WALL | NO | NO | 1 | 3.7 | R
JM | SAFB | MINERAL WOOL | SINGLE MATERIAL | NONE | WALL | NO | NO | 1.5 | 5.55 | R
JM | SAFB | MINERAL WOOL | SINGLE MATERIAL | NONE | WALL | NO | NO | 2 | 7.4 | R
JM | SAFB | MINERAL WOOL | SINGLE MATERIAL | NONE | WALL | NO | NO | 2.5 | 9.25 | R
JM | SAFB | MINERAL WOOL | SINGLE MATERIAL | NONE | WALL | NO | NO | 3 | 11.1 | R
JM | SAFB | MINERAL WOOL | SINGLE MATERIAL | NONE | WALL | NO | NO | 3.5 | 12.95 | R
JM | SAFB | MINERAL WOOL | SINGLE MATERIAL | NONE | WALL | NO | NO | 4 | 14.8 | R
JM | SAFB | MINERAL WOOL | SINGLE MATERIAL | NONE | WALL | NO | NO | 4.5 | 16.65 | R
JM | SAFB | MINERAL WOOL | SINGLE MATERIAL | NONE | WALL | NO | NO | 5 | 18.5 | R
JM | SAFB | MINERAL WOOL | SINGLE MATERIAL | NONE | WALL | NO | NO | 5.5 | 20.35 | R
JM | SAFB | MINERAL WOOL | SINGLE MATERIAL | NONE | WALL | NO | NO | 6 | 22.2 | R
JM | SPIRACOUSTIC PLUS | FIBER GLASS | FACED SINGLE MATERIAL | FSK | DUCTS | YES | YES | 1 | 4.3 | R
JM | SPIRACOUSTIC PLUS | FIBER GLASS | FACED SINGLE MATERIAL | FSK | DUCTS | YES | YES | 1.5 | 6.5 | R
JM | SPIRACOUSTIC PLUS | FIBER GLASS | FACED SINGLE MATERIAL | FSK | DUCTS | YES | YES | 2 | 8.7 | R
JM | SUPERDUCT 475 | FIBER GLASS | COMPOSITE | METAL FOIL | DUCTS | YES | YES | 1 | 4.3 | R
JM | SUPERDUCT 800 | FIBER GLASS | COMPOSITE | METAL FOIL | DUCTS | YES | YES | 1.5 | 6.5 | R
JM | SUPERDUCT 800 | FIBER GLASS | COMPOSITE | METAL FOIL | DUCTS | YES | YES | 2 | 8.7 | R
JM | SUPERROUND | FIBER GLASS | COMPOSITE | METAL FOIL | DUCTS | YES | YES | 1 | 0.23 | K
JM | SUSPEND-R | FIBER GLASS | FACED SINGLE MATERIAL | PLASTIC | CEILING | YES | YES | 1.5 | 6 | R
JM | TEMPCONTROL | MINERAL WOOL | SINGLE MATERIAL | NONE | WALL | NO | NO | 3.5 | 15 | R
JM | TEMPCONTROL | MINERAL WOOL | SINGLE MATERIAL | NONE | WALL | NO | NO | 5.5 | 23 | R
JM | TEMPCONTROL | MINERAL WOOL | SINGLE MATERIAL | NONE | WALL | NO | NO | 7.25 | 30 | R
JM | THERMOLINER | FIBER GLASS | SINGLE MATERIAL | PLASTIC | CEILING WALL | YES | YES | 1.5 | 6 | R
JM | WHISPERTONE WALLBOARD 3.0 PCF | FIBER GLASS | SINGLE MATERIAL | NONE | CEILINGS | YES | NO | 1 | 0.23 | K
JM | WHISPERTONE WALLBOARD 3.0 PCF | FIBER GLASS | SINGLE MATERIAL | NONE | CEILINGS | YES | NO | 2 | 0.23 | K
JM | WHISPERTONE WALLBOARD 6.0 PCF | FIBER GLASS | SINGLE MATERIAL | NONE | CEILINGS | YES | NO | 1 | 0.22 | K
JM | WHISPERTONE WALLBOARD 6.0 PCF | FIBER GLASS | SINGLE MATERIAL | NONE | CEILINGS | YES | NO | 2 | 0.22 | K
JM | WHISPERTONE MICROMAT 1.8 PCF | FIBER GLASS | COMPOSITE | FIBERGLASS | PANELS | YES | NO | 0.25 | 0.24 | K
JM | WHISPERTONE MICROMAT 1.8 PCF | FIBER GLASS | COMPOSITE | FIBERGLASS | PANELS | YES | NO | 0.5 | 0.24 | K
JM | WHISPERTONE MICROMAT 1.8 PCF | FIBER GLASS | COMPOSITE | FIBERGLASS | PANELS | YES | NO | 0.75 | 0.24 | K
JM | WHISPERTONE MICROMAT 1.8 PCF | FIBER GLASS | COMPOSITE | FIBERGLASS | PANELS | YES | NO | 1 | 0.24 | K
JM | WHISPERTONE MICROMAT 2.0 PCF | FIBER GLASS | COMPOSITE | FIBERGLASS | PANELS | YES | NO | 0.25 | 0.225 | K
JM | WHISPERTONE MICROMAT 2.0 PCF | FIBER GLASS | COMPOSITE | FIBERGLASS | PANELS | YES | NO | 0.5 | 0.225 | K
JM | WHISPERTONE MICROMAT 2.0 PCF | FIBER GLASS | COMPOSITE | FIBERGLASS | PANELS | YES | NO | 0.75 | 0.225 | K
JM | WHISPERTONE MICROMAT 2.0 PCF | FIBER GLASS | COMPOSITE | FIBERGLASS | PANELS | YES | NO | 1 | 0.225 | K
JM | ZESTON HI-LO INSULATION INSERTS | FIBER GLASS | SINGLE MATERIAL | NONE | EQUIPMENT | YES | NO | 2 | 0.26 | K
* DESCRIPTION OF BRAND CODES:
JM = JOHNS MANVILLE
FGS = FIBERGLASS
Knauf Insulation - T 1002 |  |  |  | Updated 2/2/2015
KNF | ADB MFG HSG | FIBER GLASS | FACED SINGLE MATERIAL | METAL | DUCTS | YES | YES | 0.8125 | 3.50 | R
KNF | AK BOARD FCD 2.25PCF | FIBER GLASS | FACED SINGLE MATERIAL | METAL | WALL | YES | YES | 1.50 | 6.50 | R
KNF | AK BOARD FCD 2.25PCF | FIBER GLASS | FACED SINGLE MATERIAL | METAL | WALL | YES | YES | 2.00 | 8.70 | R
KNF | AK BOARD FCD 2.25PCF | FIBER GLASS | FACED SINGLE MATERIAL | METAL | WALL | YES | YES | 3.00 | 13.00 | R
KNF | AK BOARD FCD 2.25PCF | FIBER GLASS | FACED SINGLE MATERIAL | METAL | WALL | YES | YES | 4.00 | 17.40 | R
KNF | AK BOARD FCD 3.0PCF | FIBER GLASS | FACED SINGLE MATERIAL | KRAFT | WALL | YES | YES | 1.00 | 4.30 | R
KNF | AK BOARD FCD 3.0PCF | FIBER GLASS | FACED SINGLE MATERIAL | KRAFT | WALL | YES | YES | 1.50 | 6.50 | R
KNF | AK BOARD FCD 3.0PCF | FIBER GLASS | FACED SINGLE MATERIAL | KRAFT | WALL | YES | YES | 2.00 | 8.70 | R
KNF | AK BOARD FCD 3.0PCF | FIBER GLASS | FACED SINGLE MATERIAL | KRAFT | WALL | YES | YES | 3.00 | 13.00 | R
KNF | AK BOARD FCD 3.0PCF | FIBER GLASS | FACED SINGLE MATERIAL | KRAFT | WALL | YES | YES | 4.00 | 17.40 | R
KNF | AK BOARD FCD 3.0PCF | FIBER GLASS | FACED SINGLE MATERIAL | METAL | WALL | YES | YES | 1.00 | 4.30 | R
KNF | AK BOARD FCD 3.0PCF | FIBER GLASS | FACED SINGLE MATERIAL | METAL | WALL | YES | YES | 1.50 | 6.50 | R
KNF | AK BOARD FCD 3.0PCF | FIBER GLASS | FACED SINGLE MATERIAL | METAL | WALL | YES | YES | 2.00 | 8.70 | R
KNF | AK BOARD FCD 3.0PCF | FIBER GLASS | FACED SINGLE MATERIAL | METAL | WALL | YES | YES | 3.00 | 13.00 | R
KNF | AK BOARD FCD 3.0PCF | FIBER GLASS | FACED SINGLE MATERIAL | METAL | WALL | YES | YES | 4.00 | 17.40 | R
KNF | AK BOARD FCD 4.25PCF | FIBER GLASS | FACED SINGLE MATERIAL | METAL | WALL | YES | YES | 1.00 | 4.30 | R
KNF | AK BOARD FCD 4.25PCF | FIBER GLASS | FACED SINGLE MATERIAL | METAL | WALL | YES | YES | 1.50 | 6.50 | R
KNF | AK BOARD FCD 4.25PCF | FIBER GLASS | FACED SINGLE MATERIAL | METAL | WALL | YES | YES | 2.00 | 8.70 | R
KNF | AK BOARD FCD 4.25PCF | FIBER GLASS | FACED SINGLE MATERIAL | METAL | WALL | YES | YES | 2.50 | 10.90 | R
KNF | AK BOARD FCD 6.0PCF | FIBER GLASS | FACED SINGLE MATERIAL | KRAFT | WALL | YES | YES | 1.00 | 4.40 | R
KNF | AK BOARD FCD 6.0PCF | FIBER GLASS | FACED SINGLE MATERIAL | KRAFT | WALL | YES | YES | 1.50 | 6.70 | R
KNF | AK BOARD FCD 6.0PCF | FIBER GLASS | FACED SINGLE MATERIAL | KRAFT | WALL | YES | YES | 2.00 | 8.90 | R
KNF | AK BOARD FCD 6.0PCF | FIBER GLASS | FACED SINGLE MATERIAL | METAL | WALL | YES | YES | 1.00 | 4.40 | R
KNF | AK BOARD FCD 6.0PCF | FIBER GLASS | FACED SINGLE MATERIAL | METAL | WALL | YES | YES | 1.50 | 6.70 | R
KNF | AK BOARD FCD 6.0PCF | FIBER GLASS | FACED SINGLE MATERIAL | METAL | WALL | YES | YES | 2.00 | 8.90 | R
KNF | AK BOARD PLN 1.6PCF | FIBER GLASS | SINGLE MATERIAL | NONE | WALL | YES | NO | 1.50 | 6.30 | R
KNF | AK BOARD PLN 1.6PCF | FIBER GLASS | SINGLE MATERIAL | NONE | WALL | YES | NO | 2.00 | 8.30 | R
KNF | AK BOARD PLN 1.6PCF | FIBER GLASS | SINGLE MATERIAL | NONE | WALL | YES | NO | 3.00 | 12.50 | R
KNF | AK BOARD PLN 1.6PCF | FIBER GLASS | SINGLE MATERIAL | NONE | WALL | YES | NO | 4.00 | 16.70 | R
KNF | AK BOARD PLN 2.25PCF | FIBER GLASS | SINGLE MATERIAL | NONE | WALL | YES | NO | 1.50 | 6.50 | R
KNF | AK BOARD PLN 2.25PCF | FIBER GLASS | SINGLE MATERIAL | NONE | WALL | YES | NO | 2.00 | 8.70 | R
KNF | AK BOARD PLN 2.25PCF | FIBER GLASS | SINGLE MATERIAL | NONE | WALL | YES | NO | 3.00 | 13.00 | R
KNF | AK BOARD PLN 2.25PCF | FIBER GLASS | SINGLE MATERIAL | NONE | WALL | YES | NO | 4.00 | 17.40 | R
KNF | AK BOARD PLN 3.0PCF | FIBER GLASS | SINGLE MATERIAL | NONE | WALL | YES | NO | 1.00 | 4.30 | R
KNF | AK BOARD PLN 3.0PCF | FIBER GLASS | SINGLE MATERIAL | NONE | WALL | YES | NO | 1.50 | 6.50 | R
KNF | AK BOARD PLN 3.0PCF | FIBER GLASS | SINGLE MATERIAL | NONE | WALL | YES | NO | 2.00 | 8.70 | R
KNF | AK BOARD PLN 3.0PCF | FIBER GLASS | SINGLE MATERIAL | NONE | WALL | YES | NO | 3.00 | 13.00 | R
KNF | AK BOARD PLN 3.0PCF | FIBER GLASS | SINGLE MATERIAL | NONE | WALL | YES | NO | 4.00 | 17.40 | R
KNF | AK BOARD PLN 4.25PCF | FIBER GLASS | SINGLE MATERIAL | NONE | WALL | YES | NO | 1.00 | 4.30 | R
KNF | AK BOARD PLN 4.25PCF | FIBER GLASS | SINGLE MATERIAL | NONE | WALL | YES | NO | 1.50 | 6.50 | R
KNF | AK BOARD PLN 4.25PCF | FIBER GLASS | SINGLE MATERIAL | NONE | WALL | YES | NO | 2.00 | 8.70 | R
KNF | AK BOARD PLN 4.25PCF | FIBER GLASS | SINGLE MATERIAL | NONE | WALL | YES | NO | 2.50 | 10.90 | R
KNF | AK BOARD PLN 6.0PCF | FIBER GLASS | SINGLE MATERIAL | NONE | WALL | YES | NO | 1.00 | 4.40 | R
KNF | AK BOARD PLN 6.0PCF | FIBER GLASS | SINGLE MATERIAL | NONE | WALL | YES | NO | 1.50 | 6.70 | R
KNF | AK BOARD PLN 6.0PCF | FIBER GLASS | SINGLE MATERIAL | NONE | WALL | YES | NO | 2.00 | 8.90 | R
KNF | AKOUSTI-LINER R 3PCF | FIBER GLASS | COMPOSITE | PLASTIC | DUCTS | YES | NO | 1.00 | 4.30 | R
KNF | AKOUSTI-LINER R 3PCF | FIBER GLASS | COMPOSITE | PLASTIC | DUCTS | YES | NO | 1.50 | 6.50 | R
KNF | AKOUSTI-LINER R 3PCF | FIBER GLASS | COMPOSITE | PLASTIC | DUCTS | YES | NO | 2.00 | 8.60 | R
KNF | ALLEY KAT ADB 475 | FIBER GLASS | FACED SINGLE MATERIAL | METAL | DUCTS | YES | YES | 1 | 4.30 | R
KNF | ALLEY KAT ADB 800 | FIBER GLASS | FACED SINGLE MATERIAL | METAL | DUCTS | YES | YES | 1 | 4.30 | R
KNF | ALLEY KAT ADB 800 | FIBER GLASS | FACED SINGLE MATERIAL | METAL | DUCTS | YES | YES | 1.5 | 6.50 | R
KNF | ALLEY KAT ADB 800 | FIBER GLASS | FACED SINGLE MATERIAL | METAL | DUCTS | YES | YES | 2.00 | 8.70 | R
KNF | ECLIPSE ADB 475 | FIBER GLASS | COMPOSITE | METAL | DUCTS | YES | YES | 1 | 4.30 | R
KNF | ECLIPSE ADB 800 | FIBER GLASS | COMPOSITE | METAL | DUCTS | YES | YES | 1 | 4.30 | R
KNF | ECLIPSE ADB 800 | FIBER GLASS | COMPOSITE | METAL | DUCTS | YES | YES | 1.5 | 6.50 | R
KNF | ECLIPSE ADB 800 | FIBER GLASS | COMPOSITE | METAL | DUCTS | YES | YES | 2.00 | 8.70 | R
KNF | INSULBD FCD 2.25PCF | FIBER GLASS | FACED SINGLE MATERIAL | METAL | WALL | YES | YES | 1.50 | 6.50 | R
KNF | INSULBD FCD 2.25PCF | FIBER GLASS | FACED SINGLE MATERIAL | METAL | WALL | YES | YES | 2.00 | 8.70 | R
KNF | INSULBD FCD 2.25PCF | FIBER GLASS | FACED SINGLE MATERIAL | METAL | WALL | YES | YES | 3.00 | 13.00 | R
KNF | INSULBD FCD 2.25PCF | FIBER GLASS | FACED SINGLE MATERIAL | METAL | WALL | YES | YES | 4.00 | 17.40 | R
KNF | INSULBD FCD 3.0PCF | FIBER GLASS | FACED SINGLE MATERIAL | KRAFT | WALL | YES | YES | 1.00 | 4.30 | R
KNF | INSULBD FCD 3.0PCF | FIBER GLASS | FACED SINGLE MATERIAL | KRAFT | WALL | YES | YES | 1.50 | 6.50 | R
KNF | INSULBD FCD 3.0PCF | FIBER GLASS | FACED SINGLE MATERIAL | KRAFT | WALL | YES | YES | 2.00 | 8.70 | R
KNF | INSULBD FCD 3.0PCF | FIBER GLASS | FACED SINGLE MATERIAL | KRAFT | WALL | YES | YES | 3.00 | 13.00 | R
KNF | INSULBD FCD 3.0PCF | FIBER GLASS | FACED SINGLE MATERIAL | KRAFT | WALL | YES | YES | 4.00 | 17.40 | R
KNF | INSULBD FCD 3.0PCF | FIBER GLASS | FACED SINGLE MATERIAL | METAL | WALL | YES | YES | 1.00 | 4.30 | R
KNF | INSULBD FCD 3.0PCF | FIBER GLASS | FACED SINGLE MATERIAL | METAL | WALL | YES | YES | 1.50 | 6.50 | R
KNF | INSULBD FCD 3.0PCF | FIBER GLASS | FACED SINGLE MATERIAL | METAL | WALL | YES | YES | 2.00 | 8.70 | R
KNF | INSULBD FCD 3.0PCF | FIBER GLASS | FACED SINGLE MATERIAL | METAL | WALL | YES | YES | 3.00 | 13.00 | R
KNF | INSULBD FCD 3.0PCF | FIBER GLASS | FACED SINGLE MATERIAL | METAL | WALL | YES | YES | 4.00 | 17.40 | R
KNF | INSULBD FCD 4.25PCF | FIBER GLASS | FACED SINGLE MATERIAL | METAL | WALL | YES | YES | 1.00 | 4.30 | R
KNF | INSULBD FCD 4.25PCF | FIBER GLASS | FACED SINGLE MATERIAL | METAL | WALL | YES | YES | 1.50 | 6.50 | R
KNF | INSULBD FCD 4.25PCF | FIBER GLASS | FACED SINGLE MATERIAL | METAL | WALL | YES | YES | 2.00 | 8.70 | R
KNF | INSULBD FCD 4.25PCF | FIBER GLASS | FACED SINGLE MATERIAL | METAL | WALL | YES | YES | 2.50 | 10.90 | R
KNF | INSULBD FCD 6.0PCF | FIBER GLASS | FACED SINGLE MATERIAL | KRAFT | WALL | YES | YES | 1.00 | 4.40 | R
KNF | INSULBD FCD 6.0PCF | FIBER GLASS | FACED SINGLE MATERIAL | KRAFT | WALL | YES | YES | 1.50 | 6.70 | R
KNF | INSULBD FCD 6.0PCF | FIBER GLASS | FACED SINGLE MATERIAL | KRAFT | WALL | YES | YES | 2.00 | 8.90 | R
KNF | INSULBD FCD 6.0PCF | FIBER GLASS | FACED SINGLE MATERIAL | METAL | WALL | YES | YES | 1.00 | 4.40 | R
KNF | INSULBD FCD 6.0PCF | FIBER GLASS | FACED SINGLE MATERIAL | METAL | WALL | YES | YES | 1.50 | 6.70 | R
KNF | INSULBD FCD 6.0PCF | FIBER GLASS | FACED SINGLE MATERIAL | METAL | WALL | YES | YES | 2.00 | 8.90 | R
KNF | INSULBD PLN 1.6PCF | FIBER GLASS | SINGLE MATERIAL | NONE | WALL | YES | NO | 1.50 | 6.30 | R
KNF | INSULBD PLN 1.6PCF | FIBER GLASS | SINGLE MATERIAL | NONE | WALL | YES | NO | 2.00 | 8.30 | R
KNF | INSULBD PLN 1.6PCF | FIBER GLASS | SINGLE MATERIAL | NONE | WALL | YES | NO | 3.00 | 12.50 | R
KNF | INSULBD PLN 1.6PCF | FIBER GLASS | SINGLE MATERIAL | NONE | WALL | YES | NO | 4.00 | 16.70 | R
KNF | INSULBD PLN 2.25PCF | FIBER GLASS | SINGLE MATERIAL | NONE | WALL | YES | NO | 1.50 | 6.50 | R
KNF | INSULBD PLN 2.25PCF | FIBER GLASS | SINGLE MATERIAL | NONE | WALL | YES | NO | 2.00 | 8.70 | R
KNF | INSULBD PLN 2.25PCF | FIBER GLASS | SINGLE MATERIAL | NONE | WALL | YES | NO | 3.00 | 13.00 | R
KNF | INSULBD PLN 2.25PCF | FIBER GLASS | SINGLE MATERIAL | NONE | WALL | YES | NO | 4.00 | 17.40 | R
KNF | INSULBD PLN 3.0PCF | FIBER GLASS | SINGLE MATERIAL | NONE | WALL | YES | NO | 1.00 | 4.30 | R
KNF | INSULBD PLN 3.0PCF | FIBER GLASS | SINGLE MATERIAL | NONE | WALL | YES | NO | 1.50 | 6.50 | R
KNF | INSULBD PLN 3.0PCF | FIBER GLASS | SINGLE MATERIAL | NONE | WALL | YES | NO | 2.00 | 8.70 | R
KNF | INSULBD PLN 3.0PCF | FIBER GLASS | SINGLE MATERIAL | NONE | WALL | YES | NO | 3.00 | 13.00 | R
KNF | INSULBD PLN 3.0PCF | FIBER GLASS | SINGLE MATERIAL | NONE | WALL | YES | NO | 4.00 | 17.40 | R
KNF | INSULBD PLN 4.25PCF | FIBER GLASS | SINGLE MATERIAL | NONE | WALL | YES | NO | 1.00 | 4.30 | R
KNF | INSULBD PLN 4.25PCF | FIBER GLASS | SINGLE MATERIAL | NONE | WALL | YES | NO | 1.50 | 6.50 | R
KNF | INSULBD PLN 4.25PCF | FIBER GLASS | SINGLE MATERIAL | NONE | WALL | YES | NO | 2.00 | 8.70 | R
KNF | INSULBD PLN 4.25PCF | FIBER GLASS | SINGLE MATERIAL | NONE | WALL | YES | NO | 2.50 | 10.90 | R
KNF | INSULBD PLN 6.0PCF | FIBER GLASS | SINGLE MATERIAL | NONE | WALL | YES | NO | 1.00 | 4.40 | R
KNF | INSULBD PLN 6.0PCF | FIBER GLASS | SINGLE MATERIAL | NONE | WALL | YES | NO | 1.50 | 6.70 | R
KNF | INSULBD PLN 6.0PCF | FIBER GLASS | SINGLE MATERIAL | NONE | WALL | YES | NO | 2.00 | 8.90 | R
KNF | RGD DT LIN 3PCF | FIBER GLASS | COMPOSITE | PLASTIC | DUCTS | YES | NO | 1.00 | 4.30 | R
KNF | RGD DT LIN 3PCF | FIBER GLASS | COMPOSITE | PLASTIC | DUCTS | YES | NO | 1.50 | 6.50 | R
KNF | RGD DT LIN 3PCF | FIBER GLASS | COMPOSITE | PLASTIC | DUCTS | YES | NO | 2.00 | 8.60 | R
KNF | RGD DT LIN 3PCF | FIBER GLASS | COMPOSITE | PLASTIC | DUCTS | YES | NO | 3.00 | 13.00 | R
* DESCRIPTION OF BRAND CODES:
KNF = KNAUF INSULATION
Owens-Corning Insulating Systems LLC - T 1428 |  |  |  | Updated 12/8/2023
FG | DUCT LINER BOARD | FIBERGLASS | SINGLE MATERIAL | OTHER | DUCTS | YES | NO | 1 | 0.23 | K
FG | DUCT LINER BOARD | FIBERGLASS | SINGLE MATERIAL | OTHER | DUCTS | YES | NO | 2 | 0.23 | K
FG | INSUL-QUICK | FIBERGLASS | SINGLE MATERIAL | NONE | EQUIPMENT | YES | NO | 1 | 0.23 | K
FG | INSUL-QUICK | FIBERGLASS | SINGLE MATERIAL | NONE | EQUIPMENT | YES | NO | 1.5 | 0.23 | K
FG | INSUL-QUICK | FIBERGLASS | SINGLE MATERIAL | NONE | EQUIPMENT | YES | NO | 2 | 0.23 | K
FG | INSUL-QUICK | FIBERGLASS | SINGLE MATERIAL | NONE | EQUIPMENT | YES | NO | 2.5 | 0.23 | K
FG | INSUL-QUICK | FIBERGLASS | SINGLE MATERIAL | NONE | EQUIPMENT | YES | NO | 3 | 0.23 | K
FG | INSUL-QUICK | FIBERGLASS | SINGLE MATERIAL | NONE | EQUIPMENT | YES | NO | 3.5 | 0.23 | K
FG | INSUL-QUICK | FIBERGLASS | SINGLE MATERIAL | NONE | EQUIPMENT | YES | NO | 4 | 0.23 | K
FG | WALL & INDUS 703 | FIBERGLASS | SINGLE MATERIAL | NONE | EQUIPMENT | NO | NO | 1 | 0.23 | K
FG | WALL & INDUS 703 | FIBERGLASS | SINGLE MATERIAL | NONE | EQUIPMENT | NO | NO | 1.25 | 0.23 | K
FG | WALL & INDUS 703 | FIBERGLASS | SINGLE MATERIAL | NONE | EQUIPMENT | NO | NO | 1.5 | 0.23 | K
FG | WALL & INDUS 703 | FIBERGLASS | SINGLE MATERIAL | NONE | EQUIPMENT | NO | NO | 2 | 0.23 | K
FG | WALL & INDUS 703 | FIBERGLASS | SINGLE MATERIAL | NONE | EQUIPMENT | NO | NO | 2.5 | 0.23 | K
FG | WALL & INDUS 703 | FIBERGLASS | SINGLE MATERIAL | NONE | EQUIPMENT | NO | NO | 3 | 0.23 | K
FG | WALL & INDUS 703 | FIBERGLASS | SINGLE MATERIAL | NONE | EQUIPMENT | NO | NO | 3.25 | 0.23 | K
FG | WALL & INDUS 703 | FIBERGLASS | SINGLE MATERIAL | NONE | EQUIPMENT | NO | NO | 3.5 | 0.23 | K
FG | WALL & INDUS 703 | FIBERGLASS | SINGLE MATERIAL | NONE | EQUIPMENT | NO | NO | 4 | 0.23 | K
FG | WALL & INDUS 705 | FIBERGLASS | SINGLE MATERIAL | NONE | EQUIPMENT | NO | NO | 1 | 0.23 | K
FG | WALL & INDUS 705 | FIBERGLASS | SINGLE MATERIAL | NONE | EQUIPMENT | NO | NO | 1.5 | 0.23 | K
FG | WALL & INDUS 705 | FIBERGLASS | SINGLE MATERIAL | NONE | EQUIPMENT | NO | NO | 2 | 0.23 | K
FG | WALL & INDUS 705 | FIBERGLASS | SINGLE MATERIAL | NONE | EQUIPMENT | NO | NO | 2.5 | 0.23 | K
FG | WALL & INDUS 705 | FIBERGLASS | SINGLE MATERIAL | NONE | EQUIPMENT | NO | NO | 3 | 0.23 | K
FG | WALL&IND ASJ 703 | FIBERGLASS | FACED SINGLE MATERIAL | METAL | EQUIPMENT | YES | YES | 1 | 0.23 | K
FG | WALL&IND ASJ 703 | FIBERGLASS | FACED SINGLE MATERIAL | METAL | EQUIPMENT | YES | YES | 1.5 | 0.23 | K
FG | WALL&IND ASJ 703 | FIBERGLASS | FACED SINGLE MATERIAL | METAL | EQUIPMENT | YES | YES | 2 | 0.23 | K
FG | WALL&IND ASJ 703 | FIBERGLASS | FACED SINGLE MATERIAL | METAL | EQUIPMENT | YES | YES | 2.5 | 0.23 | K
FG | WALL&IND ASJ 703 | FIBERGLASS | FACED SINGLE MATERIAL | METAL | EQUIPMENT | YES | YES | 3 | 0.23 | K
FG | WALL&IND ASJ 705 | FIBERGLASS | FACED SINGLE MATERIAL | METAL | EQUIPMENT | YES | YES | 1 | 0.23 | K
FG | WALL&IND ASJ 705 | FIBERGLASS | FACED SINGLE MATERIAL | METAL | EQUIPMENT | YES | YES | 1.5 | 0.23 | K
FG | WALL&IND ASJ 705 | FIBERGLASS | FACED SINGLE MATERIAL | METAL | EQUIPMENT | YES | YES | 2 | 0.23 | K
FG | WALL&IND ASJ 705 | FIBERGLASS | FACED SINGLE MATERIAL | METAL | EQUIPMENT | YES | YES | 2.5 | 0.23 | K
FG | WALL&IND ASJ 705 | FIBERGLASS | FACED SINGLE MATERIAL | METAL | EQUIPMENT | YES | YES | 3 | 0.23 | K
FG | WALL&IND FRK 703 | FIBERGLASS | FACED SINGLE MATERIAL | METAL | EQUIPMENT | YES | YES | 1 | 0.23 | K
FG | WALL&IND FRK 703 | FIBERGLASS | FACED SINGLE MATERIAL | METAL | EQUIPMENT | YES | YES | 1.5 | 0.23 | K
FG | WALL&IND FRK 703 | FIBERGLASS | FACED SINGLE MATERIAL | METAL | EQUIPMENT | YES | YES | 2 | 0.23 | K
FG | WALL&IND FRK 703 | FIBERGLASS | FACED SINGLE MATERIAL | METAL | EQUIPMENT | YES | YES | 2.5 | 0.23 | K
FG | WALL&IND FRK 703 | FIBERGLASS | FACED SINGLE MATERIAL | METAL | EQUIPMENT | YES | YES | 3 | 0.23 | K
FG | WALL&IND FRK 705 | FIBERGLASS | FACED SINGLE MATERIAL | METAL | EQUIPMENT | YES | YES | 1 | 0.23 | K
FG | WALL&IND FRK 705 | FIBERGLASS | FACED SINGLE MATERIAL | METAL | EQUIPMENT | YES | YES | 1.5 | 0.23 | K
FG | WALL&IND FRK 705 | FIBERGLASS | FACED SINGLE MATERIAL | METAL | EQUIPMENT | YES | YES | 2 | 0.23 | K
FG | WALL&IND FRK 705 | FIBERGLASS | FACED SINGLE MATERIAL | METAL | EQUIPMENT | YES | YES | 2.5 | 0.23 | K
FG | WALL&IND FRK 705 | FIBERGLASS | FACED SINGLE MATERIAL | METAL | EQUIPMENT | YES | YES | 3 | 0.23 | K
FG | WARM-N-DRI EXTER | FIBER GLASS | SINGLE MATERIAL | NONE | WALL | YES | NO | 0.75 | 3 | R
FG | WARM-N-DRI EXTER | FIBER GLASS | SINGLE MATERIAL | NONE | WALL | YES | NO | 1.19 | 5 | R
FG | WARM-N-DRI EXTER | FIBER GLASS | SINGLE MATERIAL | NONE | WALL | YES | NO | 2.38 | 10 | R
FG | WARM-N-DRI EXTER | FIBER GLASS | SINGLE MATERIAL | NONE | WALL | YES | NO | 3.5 | 15 | R
* DESCRIPTION OF BRAND CODES:
FG = FIBERGLAS
Rockwool - T 1360 |  |  |  | Updated 12/17/2024
RI | CAVITYROCK | ROCKWOOL | SINGLE MATERIAL | NONE | WALL | NO | NO | 2.5 | 10.75 | R
RI | CAVITYROCK | ROCKWOOL | SINGLE MATERIAL | NONE | WALL | NO | NO | 3 | 12.9 | R
RI | CAVITYROCK | ROCKWOOL | SINGLE MATERIAL | NONE | WALL | NO | NO | 3.5 | 15.05 | R
RI | CAVITYROCK | ROCKWOOL | SINGLE MATERIAL | NONE | WALL | NO | NO | 4 | 17.2 | R
RI | CAVITYROCK | ROCKWOOL | SINGLE MATERIAL | NONE | WALL | NO | NO | 4.5 | 19.35 | R
RI | CAVITYROCK | ROCKWOOL | SINGLE MATERIAL | NONE | WALL | NO | NO | 5 | 21.5 | R
RI | CAVITYROCK | ROCKWOOL | SINGLE MATERIAL | NONE | WALL | NO | NO | 5.5 | 23.65 | R
RI | CAVITYROCK | ROCKWOOL | SINGLE MATERIAL | NONE | WALL | NO | NO | 6 | 25.8 | R
RI | CAVITYROCK | ROCKWOOL | SINGLE MATERIAL | NONE | WALL | NO | NO | 7 | 30.1 | R
RI | CAVITYROCK | ROCKWOOL | SINGLE MATERIAL | NONE | WALL | NO | NO | 8 | 34.4 | R
RI | CAVITYROCK BLACK | ROCKWOOL | FACED SINGLE MATERIAL | MINERAL FACER | WALL | NO | NO | 2.5 | 10.75 | R
RI | CAVITYROCK BLACK | ROCKWOOL | FACED SINGLE MATERIAL | MINERAL FACER | WALL | NO | NO | 3 | 12.9 | R
RI | CAVITYROCK BLACK | ROCKWOOL | FACED SINGLE MATERIAL | MINERAL FACER | WALL | NO | NO | 3.5 | 15.05 | R
RI | CAVITYROCK BLACK | ROCKWOOL | FACED SINGLE MATERIAL | MINERAL FACER | WALL | NO | NO | 4 | 17.2 | R
RI | CAVITYROCK BLACK | ROCKWOOL | FACED SINGLE MATERIAL | MINERAL FACER | WALL | NO | NO | 5 | 21.5 | R
RI | CAVITYROCK BLACK | ROCKWOOL | FACED SINGLE MATERIAL | MINERAL FACER | WALL | NO | NO | 6 | 25.8 | R
RI | CAVITYROCK MD | ROCKWOOL | SINGLE MATERIAL | NONE | WALL | NO | NO | 1 | 4.3 | R
RI | CAVITYROCK MD | ROCKWOOL | SINGLE MATERIAL | NONE | WALL | NO | NO | 1.5 | 6.45 | R
RI | CAVITYROCK MD | ROCKWOOL | SINGLE MATERIAL | NONE | WALL | NO | NO | 2 | 8.6 | R
RI | CAVITYROCK MD | ROCKWOOL | SINGLE MATERIAL | NONE | WALL | NO | NO | 2.25 | 9.675 | R
RI | CAVITYROCK MD BLACK | ROCKWOOL | FACED SINGLE MATERIAL | MINERAL FACER | WALL | NO | NO | 2 | 8.6 | R
RI | COMFORTBOARD 80 | ROCKWOOL | SINGLE MATERIAL | NONE | WALL | NO | NO | 1.5 | 6.3 | R
RI | COMFORTBOARD 80 | ROCKWOOL | SINGLE MATERIAL | NONE | WALL | NO | NO | 2 | 8.4 | R
RI | COMFORTBOARD 80 | ROCKWOOL | SINGLE MATERIAL | NONE | WALL | NO | NO | 2.5 | 10.5 | R
RI | COMFORTBOARD 80 | ROCKWOOL | SINGLE MATERIAL | NONE | WALL | NO | NO | 3 | 12.6 | R
RI | COMFORTBOARD 80 | ROCKWOOL | SINGLE MATERIAL | NONE | WALL | NO | NO | 3.5 | 14.7 | R
RI | COMFORTBOARD 80 | ROCKWOOL | SINGLE MATERIAL | NONE | WALL | NO | NO | 4 | 16.8 | R
RI | COMFORTBOARD 80 | ROCKWOOL | SINGLE MATERIAL | NONE | WALL | NO | NO | 5 | 21 | R
RI | COMFORTBOARD 110 | ROCKWOOL | SINGLE MATERIAL | NONE | WALL | NO | NO | 1 | 4 | R
RI | COMFORTBOARD 110 | ROCKWOOL | SINGLE MATERIAL | NONE | WALL | NO | NO | 1.5 | 6 | R
RI | COMFORTBOARD 110 | ROCKWOOL | SINGLE MATERIAL | NONE | WALL | NO | NO | 2 | 8 | R
RI | COMFORTBOARD 110 | ROCKWOOL | SINGLE MATERIAL | NONE | WALL | NO | NO | 2.5 | 10 | R
RI | COMFORTBOARD 110 | ROCKWOOL | SINGLE MATERIAL | NONE | WALL | NO | NO | 3 | 12 | R
RI | COMFORTBOARD 110 | ROCKWOOL | SINGLE MATERIAL | NONE | WALL | NO | NO | 3.5 | 14 | R
RI | COMFORTBOARD 110 | ROCKWOOL | SINGLE MATERIAL | NONE | WALL | NO | NO | 4 | 16 | R
RI | COMFORTBOARD 110 | ROCKWOOL | SINGLE MATERIAL | NONE | WALL | NO | NO | 5 | 20 | R
RI | CURTAINROCK 40 | ROCKWOOL | SINGLE MATERIAL | NONE | WALL | YES | NO | 1.5 | 6.45 | R
RI | CURTAINROCK 40 | ROCKWOOL | SINGLE MATERIAL | NONE | WALL | YES | NO | 2 | 8.6 | R
RI | CURTAINROCK 40 | ROCKWOOL | SINGLE MATERIAL | NONE | WALL | YES | NO | 2.5 | 10.75 | R
RI | CURTAINROCK 40 | ROCKWOOL | SINGLE MATERIAL | NONE | WALL | YES | NO | 3 | 12.9 | R
RI | CURTAINROCK 40 | ROCKWOOL | SINGLE MATERIAL | NONE | WALL | YES | NO | 3.5 | 15.05 | R
RI | CURTAINROCK 40 | ROCKWOOL | SINGLE MATERIAL | NONE | WALL | YES | NO | 4 | 17.2 | R
RI | CURTAINROCK 40 | ROCKWOOL | SINGLE MATERIAL | NONE | WALL | YES | NO | 4.5 | 19.35 | R
RI | CURTAINROCK 40 | ROCKWOOL | SINGLE MATERIAL | NONE | WALL | YES | NO | 5 | 21.5 | R
RI | CURTAINROCK 40 | ROCKWOOL | SINGLE MATERIAL | NONE | WALL | YES | NO | 6 | 25.8 | R
RI | CURTAINROCK 40 | ROCKWOOL | SINGLE MATERIAL | NONE | WALL | YES | NO | 7 | 30.1 | R
RI | CURTAINROCK 40 RFF | ROCKWOOL | FACED SINGLE MATERIAL | FOIL | WALL | YES | YES | 2 | 8.6 | R
RI | CURTAINROCK 40 RFF | ROCKWOOL | FACED SINGLE MATERIAL | FOIL | WALL | YES | YES | 2.5 | 10.75 | R
RI | CURTAINROCK 40 RFF | ROCKWOOL | FACED SINGLE MATERIAL | FOIL | WALL | YES | YES | 3 | 12.9 | R
RI | CURTAINROCK 40 RFF | ROCKWOOL | FACED SINGLE MATERIAL | FOIL | WALL | YES | YES | 3.5 | 15.05 | R
RI | CURTAINROCK 40 RFF | ROCKWOOL | FACED SINGLE MATERIAL | FOIL | WALL | YES | YES | 4 | 17.2 | R
RI | CURTAINROCK 40 RFF | ROCKWOOL | FACED SINGLE MATERIAL | FOIL | WALL | YES | YES | 4.5 | 19.35 | R
RI | CURTAINROCK 40 RFF | ROCKWOOL | FACED SINGLE MATERIAL | FOIL | WALL | YES | YES | 5 | 21.5 | R
RI | CURTAINROCK 40 RFF | ROCKWOOL | FACED SINGLE MATERIAL | FOIL | WALL | YES | YES | 6 | 25.8 | R
RI | CURTAINROCK 40 RFF | ROCKWOOL | FACED SINGLE MATERIAL | FOIL | WALL | YES | YES | 7 | 30.1 | R
RI | CURTAINROCK 80 | ROCKWOOL | SINGLE MATERIAL | NONE | WALL | YES | NO | 1 | 4.3 | R
RI | CURTAINROCK 80 | ROCKWOOL | SINGLE MATERIAL | NONE | WALL | YES | NO | 1.5 | 6.45 | R
RI | CURTAINROCK 80 | ROCKWOOL | SINGLE MATERIAL | NONE | WALL | YES | NO | 2 | 8.6 | R
RI | CURTAINROCK 80 | ROCKWOOL | SINGLE MATERIAL | NONE | WALL | YES | NO | 2.5 | 10.75 | R
RI | CURTAINROCK 80 | ROCKWOOL | SINGLE MATERIAL | NONE | WALL | YES | NO | 3 | 12.9 | R
RI | CURTAINROCK 80 | ROCKWOOL | SINGLE MATERIAL | NONE | WALL | YES | NO | 3.5 | 15.05 | R
RI | CURTAINROCK 80 | ROCKWOOL | SINGLE MATERIAL | NONE | WALL | YES | NO | 4 | 17.2 | R
RI | CURTAINROCK 80 | ROCKWOOL | SINGLE MATERIAL | NONE | WALL | YES | NO | 4.5 | 19.35 | R
RI | CURTAINROCK 80 | ROCKWOOL | SINGLE MATERIAL | NONE | WALL | YES | NO | 5 | 21.5 | R
RI | CURTAINROCK 80 | ROCKWOOL | SINGLE MATERIAL | NONE | WALL | YES | NO | 6 | 25.8 | R
RI | CURTAINROCK 80 | ROCKWOOL | SINGLE MATERIAL | NONE | WALL | YES | NO | 7 | 30.1 | R
RI | CURTAINROCK 80 RFF | ROCKWOOL | FACED SINGLE MATERIAL | FOIL | WALL | YES | YES | 1 | 4.3 | R
RI | CURTAINROCK 80 RFF | ROCKWOOL | FACED SINGLE MATERIAL | FOIL | WALL | YES | YES | 1.5 | 6.45 | R
RI | CURTAINROCK 80 RFF | ROCKWOOL | FACED SINGLE MATERIAL | FOIL | WALL | YES | YES | 2 | 8.6 | R
RI | CURTAINROCK 80 RFF | ROCKWOOL | FACED SINGLE MATERIAL | FOIL | WALL | YES | YES | 3.5 | 15.05 | R
RI | CURTAINROCK 80 RFF | ROCKWOOL | FACED SINGLE MATERIAL | FOIL | WALL | YES | YES | 3 | 12.9 | R
RI | CURTAINROCK 80 RFF | ROCKWOOL | FACED SINGLE MATERIAL | FOIL | WALL | YES | YES | 2.5 | 10.75 | R
RI | CURTAINROCK 80 RFF | ROCKWOOL | FACED SINGLE MATERIAL | FOIL | WALL | YES | YES | 4 | 17.2 | R
RI | CURTAINROCK 80 RFF | ROCKWOOL | FACED SINGLE MATERIAL | FOIL | WALL | YES | YES | 4.5 | 19.35 | R
RI | CURTAINROCK 80 RFF | ROCKWOOL | FACED SINGLE MATERIAL | FOIL | WALL | YES | YES | 5 | 21.5 | R
RI | CURTAINROCK 80 RFF | ROCKWOOL | FACED SINGLE MATERIAL | FOIL | WALL | YES | YES | 6 | 25.8 | R
RI | CURTAINROCK 80 RFF | ROCKWOOL | FACED SINGLE MATERIAL | FOIL | WALL | YES | YES | 7 | 30.1 | R
RI | FRONTROCK MD | ROCKWOOL | SINGLE MATERIAL | NONE | WALL | NO | NO | 1.5 | 6 | R
RI | FRONTROCK MD | ROCKWOOL | SINGLE MATERIAL | NONE | WALL | NO | NO | 2 | 8 | R
RI | FRONTROCK MD | ROCKWOOL | SINGLE MATERIAL | NONE | WALL | NO | NO | 2.5 | 10 | R
RI | FRONTROCK MD | ROCKWOOL | SINGLE MATERIAL | NONE | WALL | NO | NO | 3 | 12 | R
RI | FRONTROCK MD | ROCKWOOL | SINGLE MATERIAL | NONE | WALL | NO | NO | 4 | 16 | R
RI | FRONTROCK MD | ROCKWOOL | SINGLE MATERIAL | NONE | WALL | NO | NO | 5 | 20 | R
RI | FRONTROCK DD | ROCKWOOL | SINGLE MATERIAL | NONE | WALL | NO | NO | 2.5 | 10 | R
RI | FRONTROCK DD | ROCKWOOL | SINGLE MATERIAL | NONE | WALL | NO | NO | 3 | 12 | R
RI | FRONTROCK DD | ROCKWOOL | SINGLE MATERIAL | NONE | WALL | NO | NO | 3.5 | 14 | R
RI | FRONTROCK DD | ROCKWOOL | SINGLE MATERIAL | NONE | WALL | NO | NO | 4 | 16 | R
RI | ROCKBOARD 40 | ROCKWOOL | SINGLE MATERIAL | NONE | WALL | YES | NO | 1 | 4.2 | R
RI | ROCKBOARD 40 | ROCKWOOL | SINGLE MATERIAL | NONE | WALL | YES | NO | 1.5 | 6.3 | R
RI | ROCKBOARD 40 | ROCKWOOL | SINGLE MATERIAL | NONE | WALL | YES | NO | 2 | 8.4 | R
RI | ROCKBOARD 40 | ROCKWOOL | SINGLE MATERIAL | NONE | WALL | YES | NO | 2.5 | 10.5 | R
RI | ROCKBOARD 40 | ROCKWOOL | SINGLE MATERIAL | NONE | WALL | YES | NO | 3 | 12.6 | R
RI | ROCKBOARD 40 | ROCKWOOL | SINGLE MATERIAL | NONE | WALL | YES | NO | 4 | 16.8 | R
RI | ROCKBOARD 40 | ROCKWOOL | SINGLE MATERIAL | NONE | WALL | YES | NO | 5 | 21 | R
RI | ROCKBOARD 40 RFF | ROCKWOOL | FACED SINGLE MATERIAL | FOIL | WALL | YES | YES | 2.5 | 10.5 | R
RI | ROCKBOARD 40 RFF | ROCKWOOL | FACED SINGLE MATERIAL | FOIL | WALL | YES | YES | 3 | 12.6 | R
RI | ROCKBOARD 40 RFF | ROCKWOOL | FACED SINGLE MATERIAL | FOIL | WALL | YES | YES | 4 | 16.8 | R
RI | ROCKBOARD 60 | ROCKWOOL | SINGLE MATERIAL | NONE | WALL | YES | NO | 2 | 8.4 | R
RI | ROCKBOARD 60 | ROCKWOOL | SINGLE MATERIAL | NONE | WALL | YES | NO | 3 | 12.6 | R
RI | ROCKBOARD 60 | ROCKWOOL | SINGLE MATERIAL | NONE | WALL | YES | NO | 4 | 16.8 | R
RI | ROXUL SAFE 55 | ROCKWOOL | SINGLE MATERIAL | NONE | WALL | NO | NO | 4 | 16.8 | R
RI | ROXUL SAFE 65 | ROCKWOOL | SINGLE MATERIAL | NONE | WALL | NO | NO | 3 | 12.6 | R
RI | SMARTROCK | ROCKWOOL | FACED SINGLE MATERIAL | PP/PE FACER | WALL | NO | YES | 2 | 8.6 | R
RI | SMARTROCK | ROCKWOOL | FACED SINGLE MATERIAL | PP/PE FACER | WALL | NO | YES | 2.5 | 10.75 | R
RI | SMARTROCK | ROCKWOOL | FACED SINGLE MATERIAL | PP/PE FACER | WALL | NO | YES | 3 | 12.9 | R
RI | SMARTROCK | ROCKWOOL | FACED SINGLE MATERIAL | PP/PE FACER | WALL | NO | YES | 3.5 | 15.05 | R
RI | SMARTROCK | ROCKWOOL | FACED SINGLE MATERIAL | PP/PE FACER | WALL | NO | YES | 4 | 17.2 | R
RI | SMARTROCK | ROCKWOOL | FACED SINGLE MATERIAL | PP/PE FACER | WALL | NO | YES | 4.5 | 19.35 | R
RI | SMARTROCK | ROCKWOOL | FACED SINGLE MATERIAL | PP/PE FACER | WALL | NO | YES | 5 | 21.5 | R
RI | TOPROCK DD | ROCKWOOL | SINGLE MATERIAL | NONE | ROOF/DECK | NO | NO | 2 | 7.6 | R
RI | TOPROCK DD | ROCKWOOL | SINGLE MATERIAL | NONE | ROOF/DECK | NO | NO | 2.5 | 9.5 | R
RI | TOPROCK DD | ROCKWOOL | SINGLE MATERIAL | NONE | ROOF/DECK | NO | NO | 3 | 11.4 | R
RI | TOPROCK DD | ROCKWOOL | SINGLE MATERIAL | NONE | ROOF/DECK | NO | NO | 3.5 | 13.3 | R
RI | TOPROCK DD | ROCKWOOL | SINGLE MATERIAL | NONE | ROOF/DECK | NO | NO | 4 | 15.2 | R
RI | TOPROCK DD | ROCKWOOL | SINGLE MATERIAL | NONE | ROOF/DECK | NO | NO | 4.5 | 17.1 | R
RI | TOPROCK DD | ROCKWOOL | SINGLE MATERIAL | NONE | ROOF/DECK | NO | NO | 5 | 19 | R
RI | TOPROCK DD | ROCKWOOL | SINGLE MATERIAL | NONE | ROOF/DECK | NO | NO | 5.5 | 20.9 | R
RI | TOPROCK DD | ROCKWOOL | SINGLE MATERIAL | NONE | ROOF/DECK | NO | NO | 6 | 22.8 | R
RI | TOPROCK DD PLUS | ROCKWOOL | FACED SINGLE MATERIAL | ASPHALT | ROOF/DECK | NO | NO | 2 | 7.6 | R
RI | TOPROCK DD PLUS | ROCKWOOL | FACED SINGLE MATERIAL | ASPHALT | ROOF/DECK | NO | NO | 2.5 | 9.5 | R
RI | TOPROCK DD PLUS | ROCKWOOL | FACED SINGLE MATERIAL | ASPHALT | ROOF/DECK | NO | NO | 3 | 11.4 | R
RI | TOPROCK DD PLUS | ROCKWOOL | FACED SINGLE MATERIAL | ASPHALT | ROOF/DECK | NO | NO | 3.5 | 13.3 | R
RI | TOPROCK DD PLUS | ROCKWOOL | FACED SINGLE MATERIAL | ASPHALT | ROOF/DECK | NO | NO | 4 | 15.2 | R
RI | MULTIFIX | ROCKWOOL | FACED SINGLE MATERIAL | FIBERGLASS | ROOF/DECK | NO | NO | 2 | 7.6 | R
RI | MULTIFIX | ROCKWOOL | FACED SINGLE MATERIAL | FIBERGLASS | ROOF/DECK | NO | NO | 2.5 | 9.5 | R
RI | MULTIFIX | ROCKWOOL | FACED SINGLE MATERIAL | FIBERGLASS | ROOF/DECK | NO | NO | 3 | 11.4 | R
RI | MULTIFIX | ROCKWOOL | FACED SINGLE MATERIAL | FIBERGLASS | ROOF/DECK | NO | NO | 3.5 | 13.3 | R
RI | MULTIFIX | ROCKWOOL | FACED SINGLE MATERIAL | FIBERGLASS | ROOF/DECK | NO | NO | 4 | 15.2 | R
* DESCRIPTION OF BRAND CODES:
RI = ROCKWOOL
Thermafiber Inc. - T 1437 |  |  |  | Updated 11/13/2024
TCW | Fire&Sound Guard Plus | ROCKWOOL | SINGLE MATERIAL | NONE | WALL | YES | NO | 2.5 | 10 | R
TCW | Fire&Sound Guard Plus | ROCKWOOL | SINGLE MATERIAL | NONE | WALL | YES | NO | 3 | 11 | R
TCW | Fire&Sound Guard Plus | ROCKWOOL | SINGLE MATERIAL | NONE | WALL | YES | NO | 3.5 | 13 | R
TCW | Fire&Sound Guard Plus | ROCKWOOL | SINGLE MATERIAL | NONE | WALL | YES | NO | 3.5 | 15 | R
TCW | Fire&Sound Guard Plus | ROCKWOOL | SINGLE MATERIAL | NONE | WALL | YES | NO | 5.5 | 21 | R
TCW | Fire&Sound Guard Plus | ROCKWOOL | SINGLE MATERIAL | NONE | WALL | YES | NO | 5.5 | 23 | R
TCW | Fire&Sound Guard Plus | ROCKWOOL | SINGLE MATERIAL | NONE | WALL | YES | NO | 6 | 24 | R
TCW | Fire&Sound Guard Plus | ROCKWOOL | SINGLE MATERIAL | NONE | WALL | YES | NO | 7.125 | 30 | R
TCW | FIRESPAN 40 | ROCKWOOL | FACED SINGLE MATL | METAL | WALL | YES | YES | 2 | 8.33 | R
TCW | FIRESPAN 40 | ROCKWOOL | FACED SINGLE MATL | METAL | WALL | YES | YES | 2.5 | 10.42 | R
TCW | FIRESPAN 40 | ROCKWOOL | FACED SINGLE MATL | METAL | WALL | YES | YES | 3 | 12.5 | R
TCW | FIRESPAN 40 | ROCKWOOL | FACED SINGLE MATL | METAL | WALL | YES | YES | 3.5 | 14.595 | R
TCW | FIRESPAN 40 | ROCKWOOL | FACED SINGLE MATL | METAL | WALL | YES | YES | 4 | 16.67 | R
TCW | FIRESPAN 40 | ROCKWOOL | FACED SINGLE MATL | METAL | WALL | YES | YES | 4.5 | 18.765 | R
TCW | FIRESPAN 40 | ROCKWOOL | FACED SINGLE MATL | METAL | WALL | YES | YES | 5 | 20.85 | R
TCW | FIRESPAN 40 | ROCKWOOL | FACED SINGLE MATL | METAL | WALL | YES | YES | 5.5 | 22.935 | R
TCW | FIRESPAN 40 | ROCKWOOL | FACED SINGLE MATL | METAL | WALL | YES | YES | 6 | 25.02 | R
TCW | FIRESPAN 40 | ROCKWOOL | SINGLE MATERIAL | NONE | WALL | YES | NO | 2 | 8.34 | R
TCW | FIRESPAN 40 | ROCKWOOL | SINGLE MATERIAL | NONE | WALL | YES | NO | 2.5 | 10.425 | R
TCW | FIRESPAN 40 | ROCKWOOL | SINGLE MATERIAL | NONE | WALL | YES | NO | 3 | 12.51 | R
TCW | FIRESPAN 40 | ROCKWOOL | SINGLE MATERIAL | NONE | WALL | YES | NO | 3.5 | 14.595 | R
TCW | FIRESPAN 40 | ROCKWOOL | SINGLE MATERIAL | NONE | WALL | YES | NO | 4 | 16.68 | R
TCW | FIRESPAN 40 | ROCKWOOL | SINGLE MATERIAL | NONE | WALL | YES | NO | 4.5 | 18.765 | R
TCW | FIRESPAN 40 | ROCKWOOL | SINGLE MATERIAL | NONE | WALL | YES | NO | 5 | 20.85 | R
TCW | FIRESPAN 40 | ROCKWOOL | SINGLE MATERIAL | NONE | WALL | YES | NO | 5.5 | 22.935 | R
TCW | FIRESPAN 40 | ROCKWOOL | SINGLE MATERIAL | NONE | WALL | YES | NO | 6 | 25.02 | R
TCW | FIRESPAN 90 | ROCKWOOL | FACED SINGLE MATL | METAL | WALL | YES | YES | 1 | 4.16 | R
TCW | FIRESPAN 90 | ROCKWOOL | FACED SINGLE MATL | METAL | WALL | YES | YES | 1.5 | 6.25 | R
TCW | FIRESPAN 90 | ROCKWOOL | FACED SINGLE MATL | METAL | WALL | YES | YES | 2 | 8.33 | R
TCW | FIRESPAN 90 | ROCKWOOL | FACED SINGLE MATL | METAL | WALL | YES | YES | 2.5 | 10.42 | R
TCW | FIRESPAN 90 | ROCKWOOL | FACED SINGLE MATL | METAL | WALL | YES | YES | 3 | 12.5 | R
TCW | FIRESPAN 90 | ROCKWOOL | FACED SINGLE MATL | METAL | WALL | YES | YES | 3.5 | 14.595 | R
TCW | FIRESPAN 90 | ROCKWOOL | FACED SINGLE MATL | METAL | WALL | YES | YES | 4 | 16.68 | R
TCW | FIRESPAN 90 | ROCKWOOL | FACED SINGLE MATL | METAL | WALL | YES | YES | 4.5 | 18.765 | R
TCW | FIRESPAN 90 | ROCKWOOL | FACED SINGLE MATL | METAL | WALL | YES | YES | 5 | 20.85 | R
TCW | FIRESPAN 90 | ROCKWOOL | FACED SINGLE MATL | METAL | WALL | YES | YES | 5.5 | 22.935 | R
TCW | FIRESPAN 90 | ROCKWOOL | FACED SINGLE MATL | METAL | WALL | YES | YES | 6 | 25.02 | R
TCW | FIRESPAN 90 | ROCKWOOL | SINGLE MATERIAL | NONE | WALL | YES | NO | 1 | 4.16 | R
TCW | FIRESPAN 90 | ROCKWOOL | SINGLE MATERIAL | NONE | WALL | YES | NO | 1.5 | 6.25 | R
TCW | FIRESPAN 90 | ROCKWOOL | SINGLE MATERIAL | NONE | WALL | YES | NO | 2 | 8.33 | R
TCW | FIRESPAN 90 | ROCKWOOL | SINGLE MATERIAL | NONE | WALL | YES | NO | 2.5 | 10.42 | R
TCW | FIRESPAN 90 | ROCKWOOL | SINGLE MATERIAL | NONE | WALL | YES | NO | 3 | 12.5 | R
TCW | FIRESPAN 90 | ROCKWOOL | SINGLE MATERIAL | NONE | WALL | YES | NO | 3.5 | 14.595 | R
TCW | FIRESPAN 90 | ROCKWOOL | SINGLE MATERIAL | NONE | WALL | YES | NO | 4 | 16.68 | R
TCW | FIRESPAN 90 | ROCKWOOL | SINGLE MATERIAL | NONE | WALL | YES | NO | 4.5 | 18.765 | R
TCW | FIRESPAN 90 | ROCKWOOL | SINGLE MATERIAL | NONE | WALL | YES | NO | 5 | 20.85 | R
TCW | FIRESPAN 90 | ROCKWOOL | SINGLE MATERIAL | NONE | WALL | YES | NO | 5.5 | 22.935 | R
TCW | FIRESPAN 90 | ROCKWOOL | SINGLE MATERIAL | NONE | WALL | YES | NO | 6 | 25.02 | R
TCW | RAINBARRIER | ROCKWOOL | SINGLE MATERIAL | NONE | WALL | YES | NO | 2 | 8.34 | R
TCW | RAINBARRIER | ROCKWOOL | SINGLE MATERIAL | NONE | WALL | YES | NO | 2.5 | 10.425 | R
TCW | RAINBARRIER | ROCKWOOL | SINGLE MATERIAL | NONE | WALL | YES | NO | 3 | 12.51 | R
TCW | RAINBARRIER | ROCKWOOL | SINGLE MATERIAL | NONE | WALL | YES | NO | 3.5 | 14.595 | R
TCW | RAINBARRIER | ROCKWOOL | SINGLE MATERIAL | NONE | WALL | YES | NO | 4 | 16.68 | R
TCW | RAINBARRIER | ROCKWOOL | SINGLE MATERIAL | NONE | WALL | YES | NO | 4.5 | 18.765 | R
TCW | RAINBARRIER | ROCKWOOL | SINGLE MATERIAL | NONE | WALL | YES | NO | 5 | 20.85 | R
TCW | RAINBARRIER | ROCKWOOL | SINGLE MATERIAL | NONE | WALL | YES | NO | 5.5 | 22.935 | R
TCW | RAINBARRIER | ROCKWOOL | SINGLE MATERIAL | NONE | WALL | YES | NO | 6 | 25.02 | R
TCW | RAINBARRIER | ROCKWOOL | SINGLE MATERIAL | NONE | WALL | YES | NO | 6.5 | 27.105 | R
TCW | RAINBARRIER | ROCKWOOL | SINGLE MATERIAL | NONE | WALL | YES | NO | 7 | 29.19 | R
TCW | RAINBARRIER | ROCKWOOL | SINGLE MATERIAL | NONE | WALL | YES | NO | 7.5 | 31.275 | R
TCW | RAINBARRIER | ROCKWOOL | SINGLE MATERIAL | NONE | WALL | YES | NO | 8 | 33.36 | R
TCW | RAINBARRIER DARK | ROCKWOOL | FACED SINGLE MATL | FIBERGLASS | WALL | YES | NO | 2 | 8.34 | R
TCW | RAINBARRIER DARK | ROCKWOOL | FACED SINGLE MATL | FIBERGLASS | WALL | YES | NO | 2.5 | 10.425 | R
TCW | RAINBARRIER DARK | ROCKWOOL | FACED SINGLE MATL | FIBERGLASS | WALL | YES | NO | 3 | 12.51 | R
TCW | RAINBARRIER DARK | ROCKWOOL | FACED SINGLE MATL | FIBERGLASS | WALL | YES | NO | 3.5 | 14.595 | R
TCW | RAINBARRIER DARK | ROCKWOOL | FACED SINGLE MATL | FIBERGLASS | WALL | YES | NO | 4 | 16.68 | R
TCW | RAINBARRIER DARK | ROCKWOOL | FACED SINGLE MATL | FIBERGLASS | WALL | YES | NO | 4.5 | 18.765 | R
TCW | RAINBARRIER DARK | ROCKWOOL | FACED SINGLE MATL | FIBERGLASS | WALL | YES | NO | 5 | 20.85 | R
TCW | RAINBARRIER DARK | ROCKWOOL | FACED SINGLE MATL | FIBERGLASS | WALL | YES | NO | 5.5 | 22.935 | R
TCW | RAINBARRIER DARK | ROCKWOOL | FACED SINGLE MATL | FIBERGLASS | WALL | YES | NO | 6 | 25.02 | R
TCW | RAINBARRIER DARK | ROCKWOOL | FACED SINGLE MATL | FIBERGLASS | WALL | YES | NO | 6.5 | 27.105 | R
TCW | RAINBARRIER DARK | ROCKWOOL | FACED SINGLE MATL | FIBERGLASS | WALL | YES | NO | 7 | 29.19 | R
TCW | RAINBARRIER DARK | ROCKWOOL | FACED SINGLE MATL | FIBERGLASS | WALL | YES | NO | 7.5 | 31.275 | R
TCW | RAINBARRIER DARK | ROCKWOOL | FACED SINGLE MATL | FIBERGLASS | WALL | YES | NO | 8 | 33.36 | R
TCW | RAINBARRIER HC | ROCKWOOL | SINGLE MATERIAL | NONE | WALL | YES | NO | 1 | 4.16 | R
TCW | RAINBARRIER HC | ROCKWOOL | SINGLE MATERIAL | NONE | WALL | YES | NO | 1.5 | 6.24 | R
TCW | RAINBARRIER HC | ROCKWOOL | SINGLE MATERIAL | NONE | WALL | YES | NO | 2 | 8.32 | R
TCW | RAINBARRIER HC | ROCKWOOL | SINGLE MATERIAL | NONE | WALL | YES | NO | 2.5 | 10.4 | R
TCW | RAINBARRIER HC | ROCKWOOL | SINGLE MATERIAL | NONE | WALL | YES | NO | 3 | 12.48 | R
TCW | RAINBARRIER HC | ROCKWOOL | SINGLE MATERIAL | NONE | WALL | YES | NO | 3.5 | 14.56 | R
TCW | RAINBARRIER HC | ROCKWOOL | SINGLE MATERIAL | NONE | WALL | YES | NO | 4 | 16.64 | R
TCW | RAINBARRIER HC | ROCKWOOL | SINGLE MATERIAL | NONE | WALL | YES | NO | 4.5 | 18.72 | R
TCW | RAINBARRIER HC | ROCKWOOL | SINGLE MATERIAL | NONE | WALL | YES | NO | 5 | 20.8 | R
TCW | RAINBARRIER HC | ROCKWOOL | SINGLE MATERIAL | NONE | WALL | YES | NO | 5.5 | 22.88 | R
TCW | RAINBARRIER HC | ROCKWOOL | SINGLE MATERIAL | NONE | WALL | YES | NO | 6 | 24.96 | R
TCW | RAINBARRIER HC PLUS | ROCKWOOL | SINGLE MATERIAL | NONE | WALL | YES | NO | 1.25 | 5.2 | R
TCW | RAINBARRIER HC PLUS | ROCKWOOL | SINGLE MATERIAL | NONE | WALL | YES | NO | 1.5 | 6.24 | R
TCW | RAINBARRIER HC PLUS | ROCKWOOL | SINGLE MATERIAL | NONE | WALL | YES | NO | 2 | 8.32 | R
TCW | RAINBARRIER HC PLUS | ROCKWOOL | SINGLE MATERIAL | NONE | WALL | YES | NO | 2.5 | 10.4 | R
TCW | RAINBARRIER HC PLUS | ROCKWOOL | SINGLE MATERIAL | NONE | WALL | YES | NO | 3 | 12.48 | R
TCW | RAINBARRIER HC PLUS | ROCKWOOL | SINGLE MATERIAL | NONE | WALL | YES | NO | 3.5 | 14.56 | R
TCW | RAINBARRIER HC PLUS | ROCKWOOL | SINGLE MATERIAL | NONE | WALL | YES | NO | 4 | 16.64 | R
TCW | RAINBARRIER HC MAX | ROCKWOOL | SINGLE MATERIAL | NONE | WALL | YES | NO | 1 | 4.16 | R
TCW | RAINBARRIER HC MAX | ROCKWOOL | SINGLE MATERIAL | NONE | WALL | YES | NO | 1.5 | 6.24 | R
TCW | RAINBARRIER HC MAX | ROCKWOOL | SINGLE MATERIAL | NONE | WALL | YES | NO | 2 | 8.32 | R
TCW | RAINBARRIER HC MAX | ROCKWOOL | SINGLE MATERIAL | NONE | WALL | YES | NO | 2.5 | 10.4 | R
TCW | RAINBARRIER HC MAX | ROCKWOOL | SINGLE MATERIAL | NONE | WALL | YES | NO | 3 | 12.48 | R
TCW | RAINBARRIER HC MAX | ROCKWOOL | SINGLE MATERIAL | NONE | WALL | YES | NO | 3.5 | 14.56 | R
TCW | RAINBARRIER HC MAX | ROCKWOOL | SINGLE MATERIAL | NONE | WALL | YES | NO | 4 | 16.64 | R
TCW | SAFING | ROCKWOOL | SINGLE MATERIAL | NONE | WALL | YES | NO | 1.5 | 6.255 | R
TCW | SAFING | ROCKWOOL | SINGLE MATERIAL | NONE | WALL | YES | NO | 2 | 8.34 | R
TCW | SAFING | ROCKWOOL | SINGLE MATERIAL | NONE | WALL | YES | NO | 2.5 | 10.425 | R
TCW | SAFING | ROCKWOOL | SINGLE MATERIAL | NONE | WALL | YES | NO | 3 | 12.51 | R
TCW | SAFING | ROCKWOOL | SINGLE MATERIAL | NONE | WALL | YES | NO | 3.5 | 14.595 | R
TCW | SAFING | ROCKWOOL | SINGLE MATERIAL | NONE | WALL | YES | NO | 4 | 16.68 | R
TCW | SAFING | ROCKWOOL | SINGLE MATERIAL | NONE | WALL | YES | NO | 4.5 | 18.765 | R
TCW | SAFING | ROCKWOOL | SINGLE MATERIAL | NONE | WALL | YES | NO | 5 | 20.85 | R
TCW | SAFING | ROCKWOOL | SINGLE MATERIAL | NONE | WALL | YES | NO | 5.5 | 22.935 | R
TCW | SAFING | ROCKWOOL | SINGLE MATERIAL | NONE | WALL | YES | NO | 6 | 25.02 | R
TCW | SAFING | ROCKWOOL | SINGLE MATERIAL | NONE | WALL | YES | NO | 6.5 | 27.105 | R
TCW | SAFING | ROCKWOOL | SINGLE MATERIAL | NONE | WALL | YES | NO | 7 | 29.19 | R
TCW | SAFING | ROCKWOOL | SINGLE MATERIAL | NONE | WALL | YES | NO | 7.5 | 31.275 | R
TCW | SAFING | ROCKWOOL | SINGLE MATERIAL | NONE | WALL | YES | NO | 8 | 33.36 | R
TCW | SAFING | ROCKWOOL | FACED SINGLE MATL | METAL | WALL | YES | YES | 4 | 16.67 | R
TCW | VERSABOARD 40 | ROCKWOOL | FACED SINGLE MATL | METAL | WALL | YES | YES | 2 | 8.33 | R
TCW | VERSABOARD 40 | ROCKWOOL | FACED SINGLE MATL | METAL | WALL | YES | YES | 2.5 | 10.42 | R
TCW | VERSABOARD 40 | ROCKWOOL | FACED SINGLE MATL | METAL | WALL | YES | YES | 3 | 12.5 | R
TCW | VERSABOARD 40 | ROCKWOOL | FACED SINGLE MATL | METAL | WALL | YES | YES | 3.5 | 14.58 | R
TCW | VERSABOARD 40 | ROCKWOOL | FACED SINGLE MATL | METAL | WALL | YES | YES | 4 | 16.67 | R
TCW | VERSABOARD 40 | ROCKWOOL | FACED SINGLE MATL | METAL | WALL | YES | YES | 4.5 | 18.75 | R
TCW | VERSABOARD 40 | ROCKWOOL | FACED SINGLE MATL | METAL | WALL | YES | YES | 5 | 20.85 | R
TCW | VERSABOARD 40 | ROCKWOOL | FACED SINGLE MATL | METAL | WALL | YES | YES | 5.5 | 22.935 | R
TCW | VERSABOARD 40 | ROCKWOOL | FACED SINGLE MATL | METAL | WALL | YES | YES | 6 | 25.02 | R
TCW | VERSABOARD 40 | ROCKWOOL | FACED SINGLE MATL | METAL | WALL | YES | YES | 6.5 | 27.105 | R
TCW | VERSABOARD 40 | ROCKWOOL | FACED SINGLE MATL | METAL | WALL | YES | YES | 7 | 29.19 | R
TCW | VERSABOARD 40 | ROCKWOOL | FACED SINGLE MATL | METAL | WALL | YES | YES | 7.5 | 31.275 | R
TCW | VERSABOARD 40 | ROCKWOOL | FACED SINGLE MATL | METAL | WALL | YES | YES | 8 | 33.36 | R
TCW | VERSABOARD 40 | ROCKWOOL | FACED SINGLE MATL | FIBERGLASS | WALL | YES | NO | 3 | 12.51 | R
TCW | VERSABOARD 40 | ROCKWOOL | FACED SINGLE MATL | FIBERGLASS | WALL | YES | NO | 3.5 | 14.595 | R
TCW | VERSABOARD 40 | ROCKWOOL | FACED SINGLE MATL | FIBERGLASS | WALL | YES | NO | 4 | 16.68 | R
TCW | VERSABOARD 40 | ROCKWOOL | FACED SINGLE MATL | FIBERGLASS | WALL | YES | NO | 4.5 | 18.765 | R
TCW | VERSABOARD 40 | ROCKWOOL | FACED SINGLE MATL | FIBERGLASS | WALL | YES | NO | 5 | 20.85 | R
TCW | VERSABOARD 40 | ROCKWOOL | FACED SINGLE MATL | FIBERGLASS | WALL | YES | NO | 5.5 | 22.935 | R
TCW | VERSABOARD 40 | ROCKWOOL | FACED SINGLE MATL | FIBERGLASS | WALL | YES | NO | 6 | 25.02 | R
TCW | VERSABOARD 40 | ROCKWOOL | FACED SINGLE MATL | FIBERGLASS | WALL | YES | NO | 6.5 | 27.105 | R
TCW | VERSABOARD 40 | ROCKWOOL | FACED SINGLE MATL | FIBERGLASS | WALL | YES | NO | 7 | 29.19 | R
TCW | VERSABOARD 40 | ROCKWOOL | FACED SINGLE MATL | FIBERGLASS | WALL | YES | NO | 7.5 | 31.275 | R
TCW | VERSABOARD 40 | ROCKWOOL | FACED SINGLE MATL | FIBERGLASS | WALL | YES | NO | 8 | 33.36 | R
TCW | VERSABOARD 40 | ROCKWOOL | SINGLE MATERIAL | NONE | WALL | YES | NO | 2 | 8.34 | R
TCW | VERSABOARD 40 | ROCKWOOL | SINGLE MATERIAL | NONE | WALL | YES | NO | 2.5 | 10.425 | R
TCW | VERSABOARD 40 | ROCKWOOL | SINGLE MATERIAL | NONE | WALL | YES | NO | 3 | 12.51 | R
TCW | VERSABOARD 40 | ROCKWOOL | SINGLE MATERIAL | NONE | WALL | YES | NO | 3.5 | 14.595 | R
TCW | VERSABOARD 40 | ROCKWOOL | SINGLE MATERIAL | NONE | WALL | YES | NO | 4 | 16.68 | R
TCW | VERSABOARD 40 | ROCKWOOL | SINGLE MATERIAL | NONE | WALL | YES | NO | 4.5 | 18.765 | R
TCW | VERSABOARD 40 | ROCKWOOL | SINGLE MATERIAL | NONE | WALL | YES | NO | 5 | 20.85 | R
TCW | VERSABOARD 40 | ROCKWOOL | SINGLE MATERIAL | NONE | WALL | YES | NO | 5.5 | 22.935 | R
TCW | VERSABOARD 40 | ROCKWOOL | SINGLE MATERIAL | NONE | WALL | YES | NO | 6 | 25.02 | R
TCW | VERSABOARD 40 | ROCKWOOL | SINGLE MATERIAL | NONE | WALL | YES | NO | 6.5 | 27.105 | R
TCW | VERSABOARD 40 | ROCKWOOL | SINGLE MATERIAL | NONE | WALL | YES | NO | 7 | 29.19 | R
TCW | VERSABOARD 40 | ROCKWOOL | SINGLE MATERIAL | NONE | WALL | YES | NO | 7.5 | 31.275 | R
TCW | VERSABOARD 40 | ROCKWOOL | SINGLE MATERIAL | NONE | WALL | YES | NO | 8 | 33.36 | R
TCW | VERSABOARD 60 | ROCKWOOL | FACED SINGLE MATL | METAL | WALL | YES | YES | 2 | 8.34 | R
TCW | VERSABOARD 60 | ROCKWOOL | FACED SINGLE MATL | METAL | WALL | YES | YES | 2.5 | 10.425 | R
TCW | VERSABOARD 60 | ROCKWOOL | FACED SINGLE MATL | METAL | WALL | YES | YES | 3 | 12.51 | R
TCW | VERSABOARD 60 | ROCKWOOL | FACED SINGLE MATL | METAL | WALL | YES | YES | 3.5 | 14.595 | R
TCW | VERSABOARD 60 | ROCKWOOL | FACED SINGLE MATL | METAL | WALL | YES | YES | 4 | 16.68 | R
TCW | VERSABOARD 60 | ROCKWOOL | FACED SINGLE MATL | METAL | WALL | YES | YES | 4.5 | 18.765 | R
TCW | VERSABOARD 60 | ROCKWOOL | FACED SINGLE MATL | METAL | WALL | YES | YES | 5 | 20.85 | R
TCW | VERSABOARD 60 | ROCKWOOL | FACED SINGLE MATL | METAL | WALL | YES | YES | 5.5 | 22.935 | R
TCW | VERSABOARD 60 | ROCKWOOL | FACED SINGLE MATL | METAL | WALL | YES | YES | 6 | 25.02 | R
TCW | VERSABOARD 60 | ROCKWOOL | FACED SINGLE MATL | METAL | WALL | YES | YES | 6.5 | 27.105 | R
TCW | VERSABOARD 60 | ROCKWOOL | FACED SINGLE MATL | METAL | WALL | YES | YES | 7 | 29.19 | R
TCW | VERSABOARD 60 | ROCKWOOL | FACED SINGLE MATL | METAL | WALL | YES | YES | 7.5 | 31.275 | R
TCW | VERSABOARD 60 | ROCKWOOL | FACED SINGLE MATL | METAL | WALL | YES | YES | 8 | 33.36 | R
TCW | VERSABOARD 60 | ROCKWOOL | FACED SINGLE MATL | FIBERGLASS | WALL | YES | NO | 2 | 8.34 | R
TCW | VERSABOARD 60 | ROCKWOOL | FACED SINGLE MATL | FIBERGLASS | WALL | YES | NO | 2.5 | 10.425 | R
TCW | VERSABOARD 60 | ROCKWOOL | FACED SINGLE MATL | FIBERGLASS | WALL | YES | NO | 3 | 12.51 | R
TCW | VERSABOARD 60 | ROCKWOOL | FACED SINGLE MATL | FIBERGLASS | WALL | YES | NO | 3.5 | 14.595 | R
TCW | VERSABOARD 60 | ROCKWOOL | FACED SINGLE MATL | FIBERGLASS | WALL | YES | NO | 4 | 16.68 | R
TCW | VERSABOARD 60 | ROCKWOOL | FACED SINGLE MATL | FIBERGLASS | WALL | YES | NO | 5 | 20.85 | R
TCW | VERSABOARD 60 | ROCKWOOL | FACED SINGLE MATL | FIBERGLASS | WALL | YES | NO | 4.5 | 18.765 | R
TCW | VERSABOARD 60 | ROCKWOOL | FACED SINGLE MATL | FIBERGLASS | WALL | YES | NO | 5.5 | 22.935 | R
TCW | VERSABOARD 60 | ROCKWOOL | FACED SINGLE MATL | FIBERGLASS | WALL | YES | NO | 6 | 25.02 | R
TCW | VERSABOARD 60 | ROCKWOOL | FACED SINGLE MATL | FIBERGLASS | WALL | YES | NO | 6.5 | 27.105 | R
TCW | VERSABOARD 60 | ROCKWOOL | FACED SINGLE MATL | FIBERGLASS | WALL | YES | NO | 7 | 29.19 | R
TCW | VERSABOARD 60 | ROCKWOOL | FACED SINGLE MATL | FIBERGLASS | WALL | YES | NO | 7.5 | 31.275 | R
TCW | VERSABOARD 60 | ROCKWOOL | FACED SINGLE MATL | FIBERGLASS | WALL | YES | NO | 8 | 33.36 | R
TCW | VERSABOARD 60 | ROCKWOOL | SINGLE MATERIAL | NONE | WALL | YES | NO | 2 | 8.34 | R
TCW | VERSABOARD 60 | ROCKWOOL | SINGLE MATERIAL | NONE | WALL | YES | NO | 2.5 | 10.425 | R
TCW | VERSABOARD 60 | ROCKWOOL | SINGLE MATERIAL | NONE | WALL | YES | NO | 3 | 12.51 | R
TCW | VERSABOARD 60 | ROCKWOOL | SINGLE MATERIAL | NONE | WALL | YES | NO | 3.5 | 14.595 | R
TCW | VERSABOARD 60 | ROCKWOOL | SINGLE MATERIAL | NONE | WALL | YES | NO | 4 | 16.68 | R
TCW | VERSABOARD 60 | ROCKWOOL | SINGLE MATERIAL | NONE | WALL | YES | NO | 4.5 | 18.765 | R
TCW | VERSABOARD 60 | ROCKWOOL | SINGLE MATERIAL | NONE | WALL | YES | NO | 5 | 20.85 | R
TCW | VERSABOARD 60 | ROCKWOOL | SINGLE MATERIAL | NONE | WALL | YES | NO | 5.5 | 22.935 | R
TCW | VERSABOARD 60 | ROCKWOOL | SINGLE MATERIAL | NONE | WALL | YES | NO | 6 | 25.02 | R
TCW | VERSABOARD 60 | ROCKWOOL | SINGLE MATERIAL | NONE | WALL | YES | NO | 6.5 | 27.105 | R
TCW | VERSABOARD 60 | ROCKWOOL | SINGLE MATERIAL | NONE | WALL | YES | NO | 7 | 29.19 | R
TCW | VERSABOARD 60 | ROCKWOOL | SINGLE MATERIAL | NONE | WALL | YES | NO | 7.5 | 31.275 | R
TCW | VERSABOARD 60 | ROCKWOOL | SINGLE MATERIAL | NONE | WALL | YES | NO | 8 | 33.36 | R
TCW | VERSABOARD 80 | ROCKWOOL | FACED SINGLE MATL | METAL | WALL | YES | YES | 2 | 8.34 | R
TCW | VERSABOARD 80 | ROCKWOOL | FACED SINGLE MATL | METAL | WALL | YES | YES | 2.5 | 10.425 | R
TCW | VERSABOARD 80 | ROCKWOOL | FACED SINGLE MATL | METAL | WALL | YES | YES | 3 | 12.51 | R
TCW | VERSABOARD 80 | ROCKWOOL | FACED SINGLE MATL | METAL | WALL | YES | YES | 3.5 | 14.595 | R
TCW | VERSABOARD 80 | ROCKWOOL | FACED SINGLE MATL | METAL | WALL | YES | YES | 4 | 16.68 | R
TCW | VERSABOARD 80 | ROCKWOOL | FACED SINGLE MATL | METAL | WALL | YES | YES | 4.5 | 18.765 | R
TCW | VERSABOARD 80 | ROCKWOOL | FACED SINGLE MATL | METAL | WALL | YES | YES | 5 | 20.85 | R
TCW | VERSABOARD 80 | ROCKWOOL | FACED SINGLE MATL | METAL | WALL | YES | YES | 5.5 | 22.935 | R
TCW | VERSABOARD 80 | ROCKWOOL | FACED SINGLE MATL | METAL | WALL | YES | YES | 6 | 25.02 | R
TCW | VERSABOARD 80 | ROCKWOOL | FACED SINGLE MATL | METAL | WALL | YES | YES | 6.5 | 27.105 | R
TCW | VERSABOARD 80 | ROCKWOOL | FACED SINGLE MATL | METAL | WALL | YES | YES | 7 | 29.19 | R
TCW | VERSABOARD 80 | ROCKWOOL | FACED SINGLE MATL | METAL | WALL | YES | YES | 7.5 | 31.275 | R
TCW | VERSABOARD 80 | ROCKWOOL | FACED SINGLE MATL | METAL | WALL | YES | YES | 8 | 33.36 | R
TCW | VERSABOARD 80 | ROCKWOOL | FACED SINGLE MATL | FIBERGLASS | WALL | YES | NO | 2 | 8.34 | R
TCW | VERSABOARD 80 | ROCKWOOL | FACED SINGLE MATL | FIBERGLASS | WALL | YES | NO | 2.5 | 10.425 | R
TCW | VERSABOARD 80 | ROCKWOOL | FACED SINGLE MATL | FIBERGLASS | WALL | YES | NO | 3 | 12.51 | R
TCW | VERSABOARD 80 | ROCKWOOL | FACED SINGLE MATL | FIBERGLASS | WALL | YES | NO | 3.5 | 14.595 | R
TCW | VERSABOARD 80 | ROCKWOOL | FACED SINGLE MATL | FIBERGLASS | WALL | YES | NO | 4 | 16.68 | R
TCW | VERSABOARD 80 | ROCKWOOL | FACED SINGLE MATL | FIBERGLASS | WALL | YES | NO | 4.5 | 18.765 | R
TCW | VERSABOARD 80 | ROCKWOOL | FACED SINGLE MATL | FIBERGLASS | WALL | YES | NO | 5 | 20.85 | R
TCW | VERSABOARD 80 | ROCKWOOL | FACED SINGLE MATL | FIBERGLASS | WALL | YES | NO | 5.5 | 22.935 | R
TCW | VERSABOARD 80 | ROCKWOOL | FACED SINGLE MATL | FIBERGLASS | WALL | YES | NO | 6 | 25.02 | R
TCW | VERSABOARD 80 | ROCKWOOL | FACED SINGLE MATL | FIBERGLASS | WALL | YES | NO | 6.5 | 27.105 | R
TCW | VERSABOARD 80 | ROCKWOOL | FACED SINGLE MATL | FIBERGLASS | WALL | YES | NO | 7 | 29.19 | R
TCW | VERSABOARD 80 | ROCKWOOL | FACED SINGLE MATL | FIBERGLASS | WALL | YES | NO | 7.5 | 31.275 | R
TCW | VERSABOARD 80 | ROCKWOOL | FACED SINGLE MATL | FIBERGLASS | WALL | YES | NO | 8 | 33.36 | R
TCW | VERSABOARD 80 | ROCKWOOL | SINGLE MATERIAL | NONE | WALL | YES | NO | 2 | 8.34 | R
TCW | VERSABOARD 80 | ROCKWOOL | SINGLE MATERIAL | NONE | WALL | YES | NO | 2.5 | 10.425 | R
TCW | VERSABOARD 80 | ROCKWOOL | SINGLE MATERIAL | NONE | WALL | YES | NO | 3 | 12.51 | R
TCW | VERSABOARD 80 | ROCKWOOL | SINGLE MATERIAL | NONE | WALL | YES | NO | 3.5 | 14.595 | R
TCW | VERSABOARD 80 | ROCKWOOL | SINGLE MATERIAL | NONE | WALL | YES | NO | 4 | 16.68 | R
TCW | VERSABOARD 80 | ROCKWOOL | SINGLE MATERIAL | NONE | WALL | YES | NO | 4.5 | 18.765 | R
TCW | VERSABOARD 80 | ROCKWOOL | SINGLE MATERIAL | NONE | WALL | YES | NO | 5 | 20.85 | R
TCW | VERSABOARD 80 | ROCKWOOL | SINGLE MATERIAL | NONE | WALL | YES | NO | 5.5 | 22.935 | R
TCW | VERSABOARD 80 | ROCKWOOL | SINGLE MATERIAL | NONE | WALL | YES | NO | 6 | 25.02 | R
TCW | VERSABOARD 80 | ROCKWOOL | SINGLE MATERIAL | NONE | WALL | YES | NO | 6.5 | 27.105 | R
TCW | VERSABOARD 80 | ROCKWOOL | SINGLE MATERIAL | NONE | WALL | YES | NO | 7 | 29.19 | R
TCW | VERSABOARD 80 | ROCKWOOL | SINGLE MATERIAL | NONE | WALL | YES | NO | 7.5 | 31.275 | R
TCW | VERSABOARD 80 | ROCKWOOL | SINGLE MATERIAL | NONE | WALL | YES | NO | 8 | 33.36 | R
* DESCRIPTION OF BRAND CODES:
TCW = THERMAFIBER CURTAIN WALL INSULATION
Polyisocyanurate Board
Amrize Building Envelope, LLC - T 1545 |  |  |  | Updated 06/30/2025
CGT | ISOGARD CG (TAPERED) AA | ISOCYANURATE | FACED SINGLE MATERIAL | GLS FBR | ROOF DECK | NO | NO | **0.75 | 4.3 | R
CGT | ISOGARD CG (TAPERED) A | ISOCYANURATE | FACED SINGLE MATERIAL | GLS FBR | ROOF DECK | NO | NO | **1.25 | 7.1 | R
CGT | ISOGARD GD (TAPERED) B | ISOCYANURATE | FACED SINGLE MATERIAL | GLS FBR | ROOF DECK | NO | NO | **1.75 | 10 | R
CGT | ISOGARD CG (TAPERED) C | ISOCYANURATE | FACED SINGLE MATERIAL | GLS FBR | ROOF DECK | NO | NO | **2.25 | 12.9 | R
CGT | ISOGARD CG (TAPERED) G | ISOCYANURATE | FACED SINGLE MATERIAL | GLS FBR | ROOF DECK | NO | NO | **1.50 | 8.6 | R
CGT | ISOGARD CG (TAPERED) H | ISOCYANURATE | FACED SINGLE MATERIAL | GLS FBR | ROOF DECK | NO | NO | **2.50 | 14.4 | R
CGT | ISOGARD CG (TAPERED) Q | ISOCYANURATE | FACED SINGLE MATERIAL | GLS FBR | ROOF DECK | NO | NO | **1.50 | 8.6 | R
CGT | ISOGARD CG (TAPERED) X | ISOCYANURATE | FACED SINGLE MATERIAL | GLS FBR | ROOF DECK | NO | NO | **1.00 | 5.7 | R
CGT | ISOGARD CG (TAPERED) Y | ISOCYANURATE | FACED SINGLE MATERIAL | GLS FBR | ROOF DECK | NO | NO | **2.00 | 11.4 | R
FBT | ISO 95+ GL (TAPERED) AA | ISOCYANURATE | FACED SINGLE MATERIAL | GLS FBR | ROOF DECK | NO | NO | **0.75 | 4.3 | R
FBT | ISO 95+ GL (TAPERED) A | ISOCYANURATE | FACED SINGLE MATERIAL | GLS FBR | ROOF DECK | NO | NO | **1.25 | 7.1 | R
FBT | ISO 95+ GL (TAPERED) B | ISOCYANURATE | FACED SINGLE MATERIAL | GLS FBR | ROOF DECK | NO | NO | **1.75 | 10 | R
FBT | ISO 95+ GL (TAPERED) C | ISOCYANURATE | FACED SINGLE MATERIAL | GLS FBR | ROOF DECK | NO | NO | **2.25 | 12.9 | R
FBT | ISO 95+ GL (TAPERED) G | ISOCYANURATE | FACED SINGLE MATERIAL | GLS FBR | ROOF DECK | NO | NO | **1.50 | 8.6 | R
FBT | ISO 95+ GL (TAPERED) H | ISOCYANURATE | FACED SINGLE MATERIAL | GLS FBR | ROOF DECK | NO | NO | **2.50 | 14.4 | R
FBT | ISO 95+ GL (TAPERED) Q | ISOCYANURATE | FACED SINGLE MATERIAL | GLS FBR | ROOF DECK | NO | NO | **1.50 | 8.6 | R
FBT | ISO 95+ GL (TAPERED) X | ISOCYANURATE | FACED SINGLE MATERIAL | GLS FBR | ROOF DECK | NO | NO | **1.00 | 5.7 | R
FBT | ISO 95+ GL (TAPERED) Y | ISOCYANURATE | FACED SINGLE MATERIAL | GLS FBR | ROOF DECK | NO | NO | **2.00 | 11.4 | R
FCG | ISOGARD CG | ISOCYANURATE | FACED SINGLE MATERIAL | GLS FBR | ROOF DECK | NO | NO | 1 | 5.7 | R
FCG | ISOGARD CG | ISOCYANURATE | FACED SINGLE MATERIAL | GLS FBR | ROOF DECK | NO | NO | 1.25 | 7.1 | R
FCG | ISOGARD CG | ISOCYANURATE | FACED SINGLE MATERIAL | GLS FBR | ROOF DECK | NO | NO | 1.5 | 8.6 | R
FCG | ISOGARD CG | ISOCYANURATE | FACED SINGLE MATERIAL | GLS FBR | ROOF DECK | NO | NO | 1.75 | 10 | R
FCG | ISOGARD CG | ISOCYANURATE | FACED SINGLE MATERIAL | GLS FBR | ROOF DECK | NO | NO | 2 | 11.4 | R
FCG | ISOGARD CG | ISOCYANURATE | FACED SINGLE MATERIAL | GLS FBR | ROOF DECK | NO | NO | 2.3 | 13.2 | R
FCG | ISOGARD CG | ISOCYANURATE | FACED SINGLE MATERIAL | GLS FBR | ROOF DECK | NO | NO | 2.5 | 14.4 | R
FCG | ISOGARD CG | ISOCYANURATE | FACED SINGLE MATERIAL | GLS FBR | ROOF DECK | NO | NO | 2.8 | 16.2 | R
FCG | ISOGARD CG | ISOCYANURATE | FACED SINGLE MATERIAL | GLS FBR | ROOF DECK | NO | NO | 3 | 17.4 | R
FCG | ISOGARD CG | ISOCYANURATE | FACED SINGLE MATERIAL | GLS FBR | ROOF DECK | NO | NO | 3.25 | 18.9 | R
FCG | ISOGARD CG | ISOCYANURATE | FACED SINGLE MATERIAL | GLS FBR | ROOF DECK | NO | NO | 3.5 | 20.5 | R
FCG | ISOGARD CG | ISOCYANURATE | FACED SINGLE MATERIAL | GLS FBR | ROOF DECK | NO | NO | 3.75 | 22 | R
FCG | ISOGARD CG | ISOCYANURATE | FACED SINGLE MATERIAL | GLS FBR | ROOF DECK | NO | NO | 4 | 23.6 | R
FGL | ISOGARD GL (TAPERED) AA | ISOCYANURATE | FACED SINGLE MATERIAL | GLS FBR | ROOF DECK | NO | NO | **0.75 | 4.3 | R
FGL | ISOGARD GL (TAPERED) A | ISOCYANURATE | FACED SINGLE MATERIAL | GLS FBR | ROOF DECK | NO | NO | **1.25 | 7.1 | R
FGL | ISOGARD GL (TAPERED) B | ISOCYANURATE | FACED SINGLE MATERIAL | GLS FBR | ROOF DECK | NO | NO | **1.75 | 10 | R
FGL | ISOGARD GL (TAPERED) C | ISOCYANURATE | FACED SINGLE MATERIAL | GLS FBR | ROOF DECK | NO | NO | **2.25 | 12.9 | R
FGL | ISOGARD GL (TAPERED) G | ISOCYANURATE | FACED SINGLE MATERIAL | GLS FBR | ROOF DECK | NO | NO | **1.50 | 8.6 | R
FGL | ISOGARD GL (TAPERED) H | ISOCYANURATE | FACED SINGLE MATERIAL | GLS FBR | ROOF DECK | NO | NO | **2.50 | 14.4 | R
FGL | ISOGARD GL (TAPERED) Q | ISOCYANURATE | FACED SINGLE MATERIAL | GLS FBR | ROOF DECK | NO | NO | **1.50 | 8.6 | R
FGL | ISOGARD GL (TAPERED) X | ISOCYANURATE | FACED SINGLE MATERIAL | GLS FBR | ROOF DECK | NO | NO | **1.00 | 5.7 | R
FGL | ISOGARD GL (TAPERED) Y | ISOCYANURATE | FACED SINGLE MATERIAL | GLS FBR | ROOF DECK | NO | NO | **2.00 | 11.4 | R
FHG | HAILGARD | ISOCYANURATE | COMPOSITE | BOARD | ROOF DECK | NO | NO | 2 | 9.6 | R
FHG | HAILGARD | ISOCYANURATE | COMPOSITE | BOARD | ROOF DECK | NO | NO | 2.5 | 12.7 | R
FHG | HAILGARD | ISOCYANURATE | COMPOSITE | BOARD | ROOF DECK | NO | NO | 3 | 15.9 | R
FHG | HAILGARD | ISOCYANURATE | COMPOSITE | BOARD | ROOF DECK | NO | NO | 3.5 | 19.1 | R
FHG | HAILGARD | ISOCYANURATE | COMPOSITE | BOARD | ROOF DECK | NO | NO | 4 | 22.3 | R
FRC | ISOGARD HD COMPOSITE | ISOCYANURATE | COMPOSITE | BOARD | ROOF DECK | NO | NO | 1.5 | 8.2 | R
FRC | ISOGARD HD COMPOSITE | ISOCYANURATE | COMPOSITE | BOARD | ROOF DECK | NO | NO | 2 | 11.1 | R
FRC | ISOGARD HD COMPOSITE | ISOCYANURATE | COMPOSITE | BOARD | ROOF DECK | NO | NO | 2.5 | 13.9 | R
FRC | ISOGARD HD COMPOSITE | ISOCYANURATE | COMPOSITE | BOARD | ROOF DECK | NO | NO | 3 | 16.9 | R
FRC | ISOGARD HD COMPOSITE | ISOCYANURATE | COMPOSITE | BOARD | ROOF DECK | NO | NO | 3.5 | 19.9 | R
FRC | ISOGARD HD COMPOSITE | ISOCYANURATE | COMPOSITE | BOARD | ROOF DECK | NO | NO | 4 | 23 | R
FRH | ISOGARD HD | ISOCYANURATE | FACED SINGLE MATERIAL | GLS FBR | ROOF DECK | NO | NO | 0.5 | 2.5 | R
FRI | ISO 95+ GL | ISOCYANURATE | FACED SINGLE MATERIAL | GLS FBR | ROOF DECK | NO | NO | 1 | 5.7 | R
FRI | ISO 95+ GL | ISOCYANURATE | FACED SINGLE MATERIAL | GLS FBR | ROOF DECK | NO | NO | 1.25 | 7.1 | R
FRI | ISO 95+ GL | ISOCYANURATE | FACED SINGLE MATERIAL | GLS FBR | ROOF DECK | NO | NO | 1.5 | 8.6 | R
FRI | ISO 95+ GL | ISOCYANURATE | FACED SINGLE MATERIAL | GLS FBR | ROOF DECK | NO | NO | 1.75 | 10 | R
FRI | ISO 95+ GL | ISOCYANURATE | FACED SINGLE MATERIAL | GLS FBR | ROOF DECK | NO | NO | 2 | 11.4 | R
FRI | ISO 95+ GL | ISOCYANURATE | FACED SINGLE MATERIAL | GLS FBR | ROOF DECK | NO | NO | 2.3 | 13.2 | R
FRI | ISO 95+ GL | ISOCYANURATE | FACED SINGLE MATERIAL | GLS FBR | ROOF DECK | NO | NO | 2.5 | 14.4 | R
FRI | ISO 95+ GL | ISOCYANURATE | FACED SINGLE MATERIAL | GLS FBR | ROOF DECK | NO | NO | 2.8 | 16.2 | R
FRI | ISO 95+ GL | ISOCYANURATE | FACED SINGLE MATERIAL | GLS FBR | ROOF DECK | NO | NO | 3 | 17.4 | R
FRI | ISO 95+ GL | ISOCYANURATE | FACED SINGLE MATERIAL | GLS FBR | ROOF DECK | NO | NO | 3.25 | 18.9 | R
FRI | ISO 95+ GL | ISOCYANURATE | FACED SINGLE MATERIAL | GLS FBR | ROOF DECK | NO | NO | 3.5 | 20.5 | R
FRI | ISO 95+ GL | ISOCYANURATE | FACED SINGLE MATERIAL | GLS FBR | ROOF DECK | NO | NO | 3.75 | 22 | R
FRI | ISO 95+ GL | ISOCYANURATE | FACED SINGLE MATERIAL | GLS FBR | ROOF DECK | NO | NO | 3.8 | 22.3 | R
FRI | ISO 95+ GL | ISOCYANURATE | FACED SINGLE MATERIAL | GLS FBR | ROOF DECK | NO | NO | 4 | 23.6 | R
FRR | RESISTA | ISOCYANURATE | FACED SINGLE MATERIAL | GLS FBR | ROOF DECK | NO | NO | 0.5 | 2.9 | R
FRR | RESISTA | ISOCYANURATE | FACED SINGLE MATERIAL | GLS FBR | ROOF DECK | NO | NO | 1 | 5.7 | R
FRR | RESISTA | ISOCYANURATE | FACED SINGLE MATERIAL | GLS FBR | ROOF DECK | NO | NO | 1.25 | 7.1 | R
FRR | RESISTA | ISOCYANURATE | FACED SINGLE MATERIAL | GLS FBR | ROOF DECK | NO | NO | 1.5 | 8.6 | R
FRR | RESISTA | ISOCYANURATE | FACED SINGLE MATERIAL | GLS FBR | ROOF DECK | NO | NO | 1.75 | 10 | R
FRR | RESISTA | ISOCYANURATE | FACED SINGLE MATERIAL | GLS FBR | ROOF DECK | NO | NO | 2 | 11.4 | R
FRR | RESISTA | ISOCYANURATE | FACED SINGLE MATERIAL | GLS FBR | ROOF DECK | NO | NO | 2.3 | 13.2 | R
FRR | RESISTA | ISOCYANURATE | FACED SINGLE MATERIAL | GLS FBR | ROOF DECK | NO | NO | 2.5 | 14.4 | R
FRR | RESISTA | ISOCYANURATE | FACED SINGLE MATERIAL | GLS FBR | ROOF DECK | NO | NO | 2.8 | 16.2 | R
FRR | RESISTA | ISOCYANURATE | FACED SINGLE MATERIAL | GLS FBR | ROOF DECK | NO | NO | 3 | 17.4 | R
FRR | RESISTA | ISOCYANURATE | FACED SINGLE MATERIAL | GLS FBR | ROOF DECK | NO | NO | 3.25 | 18.9 | R
FRR | RESISTA | ISOCYANURATE | FACED SINGLE MATERIAL | GLS FBR | ROOF DECK | NO | NO | 3.5 | 20.5 | R
FRR | RESISTA | ISOCYANURATE | FACED SINGLE MATERIAL | GLS FBR | ROOF DECK | NO | NO | 3.75 | 22 | R
FRR | RESISTA | ISOCYANURATE | FACED SINGLE MATERIAL | GLS FBR | ROOF DECK | NO | NO | 4 | 23.6 | R
FRT | RESISTA (TAPERED) AA | ISOCYANURATE | FACED SINGLE MATERIAL | GLS FBR | ROOF DECK | NO | NO | **0.75 | 4.3 | R
FRT | RESISTA (TAPERED) A | ISOCYANURATE | FACED SINGLE MATERIAL | GLS FBR | ROOF DECK | NO | NO | **1.25 | 7.1 | R
FRT | RESISTA (TAPERED) B | ISOCYANURATE | FACED SINGLE MATERIAL | GLS FBR | ROOF DECK | NO | NO | **1.75 | 10 | R
FRT | RESISTA (TAPERED) C | ISOCYANURATE | FACED SINGLE MATERIAL | GLS FBR | ROOF DECK | NO | NO | **2.25 | 12.9 | R
FRT | RESISTA (TAPERED) G | ISOCYANURATE | FACED SINGLE MATERIAL | GLS FBR | ROOF DECK | NO | NO | **1.50 | 8.6 | R
FRT | RESISTA (TAPERED) H | ISOCYANURATE | FACED SINGLE MATERIAL | GLS FBR | ROOF DECK | NO | NO | **2.50 | 14.4 | R
FRT | RESISTA (TAPERED) Q | ISOCYANURATE | FACED SINGLE MATERIAL | GLS FBR | ROOF DECK | NO | NO | **1.50 | 8.6 | R
FRT | RESISTA (TAPERED) X | ISOCYANURATE | FACED SINGLE MATERIAL | GLS FBR | ROOF DECK | NO | NO | **1.00 | 5.7 | R
FRT | RESISTA (TAPERED) Y | ISOCYANURATE | FACED SINGLE MATERIAL | GLS FBR | ROOF DECK | NO | NO | **2.00 | 11.4 | R
GCG | GENFLEX CG ISO | ISOCYANURATE | FACED SINGLE MATERIAL | GLS FBR | ROOF DECK | NO | NO | 1 | 5.7 | R
GCG | GENFLEX CG ISO | ISOCYANURATE | FACED SINGLE MATERIAL | GLS FBR | ROOF DECK | NO | NO | 1.25 | 7.1 | R
GCG | GENFLEX CG ISO | ISOCYANURATE | FACED SINGLE MATERIAL | GLS FBR | ROOF DECK | NO | NO | 1.5 | 8.6 | R
GCG | GENFLEX CG ISO | ISOCYANURATE | FACED SINGLE MATERIAL | GLS FBR | ROOF DECK | NO | NO | 1.75 | 10 | R
GCG | GENFLEX CG ISO | ISOCYANURATE | FACED SINGLE MATERIAL | GLS FBR | ROOF DECK | NO | NO | 2 | 11.4 | R
GCG | GENFLEX CG ISO | ISOCYANURATE | FACED SINGLE MATERIAL | GLS FBR | ROOF DECK | NO | NO | 2.3 | 13.2 | R
GCG | GENFLEX CG ISO | ISOCYANURATE | FACED SINGLE MATERIAL | GLS FBR | ROOF DECK | NO | NO | 2.5 | 14.4 | R
GCG | GENFLEX CG ISO | ISOCYANURATE | FACED SINGLE MATERIAL | GLS FBR | ROOF DECK | NO | NO | 2.8 | 16.2 | R
GCG | GENFLEX CG ISO | ISOCYANURATE | FACED SINGLE MATERIAL | GLS FBR | ROOF DECK | NO | NO | 3 | 17.4 | R
GCG | GENFLEX CG ISO | ISOCYANURATE | FACED SINGLE MATERIAL | GLS FBR | ROOF DECK | NO | NO | 3.25 | 18.9 | R
GCG | GENFLEX CG ISO | ISOCYANURATE | FACED SINGLE MATERIAL | GLS FBR | ROOF DECK | NO | NO | 3.5 | 20.5 | R
GCG | GENFLEX CG ISO | ISOCYANURATE | FACED SINGLE MATERIAL | GLS FBR | ROOF DECK | NO | NO | 3.75 | 22 | R
GCG | GENFLEX CG ISO | ISOCYANURATE | FACED SINGLE MATERIAL | GLS FBR | ROOF DECK | NO | NO | 4 | 23.6 | R
GGL | GENFLEX GL ISO | ISOCYANURATE | FACED SINGLE MATERIAL | GLS FBR | ROOF DECK | NO | NO | 1 | 5.7 | R
GGL | GENFLEX GL ISO | ISOCYANURATE | FACED SINGLE MATERIAL | GLS FBR | ROOF DECK | NO | NO | 1.25 | 7.1 | R
GGL | GENFLEX GL ISO | ISOCYANURATE | FACED SINGLE MATERIAL | GLS FBR | ROOF DECK | NO | NO | 1.5 | 8.6 | R
GGL | GENFLEX GL ISO | ISOCYANURATE | FACED SINGLE MATERIAL | GLS FBR | ROOF DECK | NO | NO | 1.75 | 10 | R
GGL | GENFLEX GL ISO | ISOCYANURATE | FACED SINGLE MATERIAL | GLS FBR | ROOF DECK | NO | NO | 2 | 11.4 | R
GGL | GENFLEX GL ISO | ISOCYANURATE | FACED SINGLE MATERIAL | GLS FBR | ROOF DECK | NO | NO | 2.3 | 13.2 | R
GGL | GENFLEX GL ISO | ISOCYANURATE | FACED SINGLE MATERIAL | GLS FBR | ROOF DECK | NO | NO | 2.5 | 14.4 | R
GGL | GENFLEX GL ISO | ISOCYANURATE | FACED SINGLE MATERIAL | GLS FBR | ROOF DECK | NO | NO | 2.8 | 16.2 | R
GGL | GENFLEX GL ISO | ISOCYANURATE | FACED SINGLE MATERIAL | GLS FBR | ROOF DECK | NO | NO | 3 | 17.4 | R
GGL | GENFLEX GL ISO | ISOCYANURATE | FACED SINGLE MATERIAL | GLS FBR | ROOF DECK | NO | NO | 3.25 | 18.9 | R
GGL | GENFLEX GL ISO | ISOCYANURATE | FACED SINGLE MATERIAL | GLS FBR | ROOF DECK | NO | NO | 3.5 | 20.5 | R
GGL | GENFLEX GL ISO | ISOCYANURATE | FACED SINGLE MATERIAL | GLS FBR | ROOF DECK | NO | NO | 3.75 | 22 | R
GGL | GENFLEX GL ISO | ISOCYANURATE | FACED SINGLE MATERIAL | GLS FBR | ROOF DECK | NO | NO | 4 | 23.6 | R
GHC | GENFLEX HD COMPOSITE ISO | ISOCYANURATE | COMPOSITE | BOARD | ROOF DECK | NO | NO | 1.5 | 8.2 | R
GHC | GENFLEX HD COMPOSITE ISO | ISOCYANURATE | COMPOSITE | BOARD | ROOF DECK | NO | NO | 2 | 11.1 | R
GHC | GENFLEX HD COMPOSITE ISO | ISOCYANURATE | COMPOSITE | BOARD | ROOF DECK | NO | NO | 2.5 | 13.9 | R
GHC | GENFLEX HD COMPOSITE ISO | ISOCYANURATE | COMPOSITE | BOARD | ROOF DECK | NO | NO | 3 | 16.9 | R
GHC | GENFLEX HD COMPOSITE ISO | ISOCYANURATE | COMPOSITE | BOARD | ROOF DECK | NO | NO | 3.5 | 19.9 | R
GHC | GENFLEX HD COMPOSITE ISO | ISOCYANURATE | COMPOSITE | BOARD | ROOF DECK | NO | NO | 4 | 23 | R
GLT | TAPERED GENFLEX GL ISO AA | ISOCYANURATE | FACED SINGLE MATERIAL | GLS FBR | ROOF DECK | NO | NO | **0.75 | 4.3 | R
GLT | TAPERED GENFLEX GL ISO A | ISOCYANURATE | FACED SINGLE MATERIAL | GLS FBR | ROOF DECK | NO | NO | **1.25 | 7.1 | R
GLT | TAPERED GENFLEX GL ISO B | ISOCYANURATE | FACED SINGLE MATERIAL | GLS FBR | ROOF DECK | NO | NO | **1.75 | 10 | R
GLT | TAPERED GENFLEX GL ISO C | ISOCYANURATE | FACED SINGLE MATERIAL | GLS FBR | ROOF DECK | NO | NO | **2.25 | 12.9 | R
GLT | TAPERED GENFLEX GL ISO G | ISOCYANURATE | FACED SINGLE MATERIAL | GLS FBR | ROOF DECK | NO | NO | **1.50 | 8.6 | R
GLT | TAPERED GENFLEX GL ISO H | ISOCYANURATE | FACED SINGLE MATERIAL | GLS FBR | ROOF DECK | NO | NO | **2.50 | 14.4 | R
GLT | TAPERED GENFLEX GL ISO Q | ISOCYANURATE | FACED SINGLE MATERIAL | GLS FBR | ROOF DECK | NO | NO | **1.50 | 8.6 | R
GLT | TAPERED GENFLEX GL ISO X | ISOCYANURATE | FACED SINGLE MATERIAL | GLS FBR | ROOF DECK | NO | NO | **1.00 | 5.7 | R
GLT | TAPERED GENFLEX GL ISO Y | ISOCYANURATE | FACED SINGLE MATERIAL | GLS FBR | ROOF DECK | NO | NO | **2.00 | 11.4 | R
GNB | GENFLEX HG ISO | ISOCYANURATE | COMPOSITE | BOARD | ROOF DECK | NO | NO | 1.5 | 6.3 | R
GNB | GENFLEX HG ISO | ISOCYANURATE | COMPOSITE | BOARD | ROOF DECK | NO | NO | 2 | 9.2 | R
GNB | GENFLEX HG ISO | ISOCYANURATE | COMPOSITE | BOARD | ROOF DECK | NO | NO | 2.5 | 12 | R
GNB | GENFLEX HG ISO | ISOCYANURATE | COMPOSITE | BOARD | ROOF DECK | NO | NO | 3 | 15 | R
GNB | GENFLEX HG ISO | ISOCYANURATE | COMPOSITE | BOARD | ROOF DECK | NO | NO | 3.5 | 18 | R
GNB | GENFLEX HG ISO | ISOCYANURATE | COMPOSITE | BOARD | ROOF DECK | NO | NO | 4 | 21.1 | R
GTC | COATED GLASS FACER (TAPERED) AA | ISOCYANURATE | FACED SINGLE MATERIAL | GLS FBR | ROOF DECK | NO | NO | **0.75 | 4.3 | R
GTC | COATED GLASS FACER (TAPERED) A | ISOCYANURATE | FACED SINGLE MATERIAL | GLS FBR | ROOF DECK | NO | NO | **1.25 | 7.1 | R
GTC | COATED GLASS FACER (TAPERED) B | ISOCYANURATE | FACED SINGLE MATERIAL | GLS FBR | ROOF DECK | NO | NO | **1.75 | 10 | R
GTC | COATED GLASS FACER (TAPERED) C | ISOCYANURATE | FACED SINGLE MATERIAL | GLS FBR | ROOF DECK | NO | NO | **2.25 | 12.9 | R
GTC | COATED GLASS FACER (TAPERED) G | ISOCYANURATE | FACED SINGLE MATERIAL | GLS FBR | ROOF DECK | NO | NO | **1.50 | 8.6 | R
GTC | COATED GLASS FACER (TAPERED) H | ISOCYANURATE | FACED SINGLE MATERIAL | GLS FBR | ROOF DECK | NO | NO | **2.50 | 14.4 | R
GTC | COATED GLASS FACER (TAPERED) Q | ISOCYANURATE | FACED SINGLE MATERIAL | GLS FBR | ROOF DECK | NO | NO | **1.50 | 8.6 | R
GTC | COATED GLASS FACER (TAPERED) X | ISOCYANURATE | FACED SINGLE MATERIAL | GLS FBR | ROOF DECK | NO | NO | **1.00 | 5.7 | R
GTC | COATED GLASS FACER (TAPERED) Y | ISOCYANURATE | FACED SINGLE MATERIAL | GLS FBR | ROOF DECK | NO | NO | **2.00 | 11.4 | R
GXC | COATED GLASS FACER (FLAT) | ISOCYANURATE | FACED SINGLE MATERIAL | GLS FBR | ROOF DECK | NO | NO | 1 | 5.7 | R
GXC | COATED GLASS FACER (FLAT) | ISOCYANURATE | FACED SINGLE MATERIAL | GLS FBR | ROOF DECK | NO | NO | 1.25 | 7.1 | R
GXC | COATED GLASS FACER (FLAT) | ISOCYANURATE | FACED SINGLE MATERIAL | GLS FBR | ROOF DECK | NO | NO | 1.5 | 8.6 | R
GXC | COATED GLASS FACER (FLAT) | ISOCYANURATE | FACED SINGLE MATERIAL | GLS FBR | ROOF DECK | NO | NO | 1.75 | 10 | R
GXC | COATED GLASS FACER (FLAT) | ISOCYANURATE | FACED SINGLE MATERIAL | GLS FBR | ROOF DECK | NO | NO | 2 | 11.4 | R
GXC | COATED GLASS FACER (FLAT) | ISOCYANURATE | FACED SINGLE MATERIAL | GLS FBR | ROOF DECK | NO | NO | 2.3 | 13.2 | R
GXC | COATED GLASS FACER (FLAT) | ISOCYANURATE | FACED SINGLE MATERIAL | GLS FBR | ROOF DECK | NO | NO | 2.5 | 14.4 | R
GXC | COATED GLASS FACER (FLAT) | ISOCYANURATE | FACED SINGLE MATERIAL | GLS FBR | ROOF DECK | NO | NO | 2.8 | 16.2 | R
GXC | COATED GLASS FACER (FLAT) | ISOCYANURATE | FACED SINGLE MATERIAL | GLS FBR | ROOF DECK | NO | NO | 3 | 17.4 | R
GXC | COATED GLASS FACER (FLAT) | ISOCYANURATE | FACED SINGLE MATERIAL | GLS FBR | ROOF DECK | NO | NO | 3.25 | 18.9 | R
GXC | COATED GLASS FACER (FLAT) | ISOCYANURATE | FACED SINGLE MATERIAL | GLS FBR | ROOF DECK | NO | NO | 3.5 | 20.5 | R
GXC | COATED GLASS FACER (FLAT) | ISOCYANURATE | FACED SINGLE MATERIAL | GLS FBR | ROOF DECK | NO | NO | 3.75 | 22 | R
GXC | COATED GLASS FACER (FLAT) | ISOCYANURATE | FACED SINGLE MATERIAL | GLS FBR | ROOF DECK | NO | NO | 4 | 23.6 | R
GXH | GENFLEX HD ISO | ISOCYANURATE | FACED SINGLE MATERIAL | GLS FBR | ROOF DECK | NO | NO | 0.5 | 2.5 | R
GXI | GENFLEX ISO INSULATION | ISOCYANURATE | FACED SINGLE MATERIAL | GLS FBR | ROOF DECK | NO | NO | 1 | 5.7 | R
GXI | GENFLEX ISO INSULATION | ISOCYANURATE | FACED SINGLE MATERIAL | GLS FBR | ROOF DECK | NO | NO | 1.25 | 7.1 | R
GXI | GENFLEX ISO INSULATION | ISOCYANURATE | FACED SINGLE MATERIAL | GLS FBR | ROOF DECK | NO | NO | 1.5 | 8.6 | R
GXI | GENFLEX ISO INSULATION | ISOCYANURATE | FACED SINGLE MATERIAL | GLS FBR | ROOF DECK | NO | NO | 1.75 | 10 | R
GXI | GENFLEX ISO INSULATION | ISOCYANURATE | FACED SINGLE MATERIAL | GLS FBR | ROOF DECK | NO | NO | 2 | 11.4 | R
GXI | GENFLEX ISO INSULATION | ISOCYANURATE | FACED SINGLE MATERIAL | GLS FBR | ROOF DECK | NO | NO | 2.3 | 13.2 | R
GXI | GENFLEX ISO INSULATION | ISOCYANURATE | FACED SINGLE MATERIAL | GLS FBR | ROOF DECK | NO | NO | 2.5 | 14.4 | R
GXI | GENFLEX ISO INSULATION | ISOCYANURATE | FACED SINGLE MATERIAL | GLS FBR | ROOF DECK | NO | NO | 2.8 | 16.2 | R
GXI | GENFLEX ISO INSULATION | ISOCYANURATE | FACED SINGLE MATERIAL | GLS FBR | ROOF DECK | NO | NO | 3 | 17.4 | R
GXI | GENFLEX ISO INSULATION | ISOCYANURATE | FACED SINGLE MATERIAL | GLS FBR | ROOF DECK | NO | NO | 3.25 | 18.9 | R
GXI | GENFLEX ISO INSULATION | ISOCYANURATE | FACED SINGLE MATERIAL | GLS FBR | ROOF DECK | NO | NO | 3.5 | 20.5 | R
GXI | GENFLEX ISO INSULATION | ISOCYANURATE | FACED SINGLE MATERIAL | GLS FBR | ROOF DECK | NO | NO | 3.75 | 22 | R
GXI | GENFLEX ISO INSULATION | ISOCYANURATE | FACED SINGLE MATERIAL | GLS FBR | ROOF DECK | NO | NO | 4 | 23.6 | R
GXT | TAPERED GENFLEX ISO AA | ISOCYANURATE | FACED SINGLE MATERIAL | GLS FBR | ROOF DECK | NO | NO | **0.75 | 4.3 | R
GXT | TAPERED GENFLEX ISO A | ISOCYANURATE | FACED SINGLE MATERIAL | GLS FBR | ROOF DECK | NO | NO | **1.25 | 7.1 | R
GXT | TAPERED GENFLEX ISO B | ISOCYANURATE | FACED SINGLE MATERIAL | GLS FBR | ROOF DECK | NO | NO | **1.75 | 10 | R
GXT | TAPERED GENFLEX ISO C | ISOCYANURATE | FACED SINGLE MATERIAL | GLS FBR | ROOF DECK | NO | NO | **2.25 | 12.9 | R
GXT | TAPERED GENFLEX ISO G | ISOCYANURATE | FACED SINGLE MATERIAL | GLS FBR | ROOF DECK | NO | NO | **1.50 | 8.6 | R
GXT | TAPERED GENFLEX ISO H | ISOCYANURATE | FACED SINGLE MATERIAL | GLS FBR | ROOF DECK | NO | NO | **2.50 | 14.4 | R
GXT | TAPERED GENFLEX ISO Q | ISOCYANURATE | FACED SINGLE MATERIAL | GLS FBR | ROOF DECK | NO | NO | **1.50 | 8.6 | R
GXT | TAPERED GENFLEX ISO X | ISOCYANURATE | FACED SINGLE MATERIAL | GLS FBR | ROOF DECK | NO | NO | **1.00 | 5.7 | R
GXT | TAPERED GENFLEX ISO Y | ISOCYANURATE | FACED SINGLE MATERIAL | GLS FBR | ROOF DECK | NO | NO | **2.00 | 11.4 | R
IGL | ISOGARD GL | ISOCYANURATE | FACED SINGLE MATERIAL | GLS FBR | ROOF DECK | NO | NO | 1 | 5.7 | R
IGL | ISOGARD GL | ISOCYANURATE | FACED SINGLE MATERIAL | GLS FBR | ROOF DECK | NO | NO | 1.25 | 7.1 | R
IGL | ISOGARD GL | ISOCYANURATE | FACED SINGLE MATERIAL | GLS FBR | ROOF DECK | NO | NO | 1.5 | 8.6 | R
IGL | ISOGARD GL | ISOCYANURATE | FACED SINGLE MATERIAL | GLS FBR | ROOF DECK | NO | NO | 1.75 | 10 | R
IGL | ISOGARD GL | ISOCYANURATE | FACED SINGLE MATERIAL | GLS FBR | ROOF DECK | NO | NO | 2 | 11.4 | R
IGL | ISOGARD GL | ISOCYANURATE | FACED SINGLE MATERIAL | GLS FBR | ROOF DECK | NO | NO | 2.3 | 13.2 | R
IGL | ISOGARD GL | ISOCYANURATE | FACED SINGLE MATERIAL | GLS FBR | ROOF DECK | NO | NO | 2.5 | 14.4 | R
IGL | ISOGARD GL | ISOCYANURATE | FACED SINGLE MATERIAL | GLS FBR | ROOF DECK | NO | NO | 2.8 | 16.2 | R
IGL | ISOGARD GL | ISOCYANURATE | FACED SINGLE MATERIAL | GLS FBR | ROOF DECK | NO | NO | 3 | 17.4 | R
IGL | ISOGARD GL | ISOCYANURATE | FACED SINGLE MATERIAL | GLS FBR | ROOF DECK | NO | NO | 3.25 | 18.9 | R
IGL | ISOGARD GL | ISOCYANURATE | FACED SINGLE MATERIAL | GLS FBR | ROOF DECK | NO | NO | 3.5 | 20.5 | R
IGL | ISOGARD GL | ISOCYANURATE | FACED SINGLE MATERIAL | GLS FBR | ROOF DECK | NO | NO | 3.75 | 22 | R
IGL | ISOGARD GL | ISOCYANURATE | FACED SINGLE MATERIAL | GLS FBR | ROOF DECK | NO | NO | 3.8 | 22.3 | R
IGL | ISOGARD GL | ISOCYANURATE | FACED SINGLE MATERIAL | GLS FBR | ROOF DECK | NO | NO | 4 | 23.6 | R
IHG | ISOGARD HG | ISOCYANURATE | COMPOSITE | BOARD | ROOF DECK | NO | NO | 1.5 | 6.3 | R
IHG | ISOGARD HG | ISOCYANURATE | COMPOSITE | BOARD | ROOF DECK | NO | NO | 2 | 9.2 | R
IHG | ISOGARD HG | ISOCYANURATE | COMPOSITE | BOARD | ROOF DECK | NO | NO | 2.5 | 12 | R
IHG | ISOGARD HG | ISOCYANURATE | COMPOSITE | BOARD | ROOF DECK | NO | NO | 3 | 15 | R
IHG | ISOGARD HG | ISOCYANURATE | COMPOSITE | BOARD | ROOF DECK | NO | NO | 3.5 | 18 | R
IHG | ISOGARD HG | ISOCYANURATE | COMPOSITE | BOARD | ROOF DECK | NO | NO | 4 | 21.1 | R
TCG | GENFLEX CG ISO (TAPERED) AA | ISOCYANURATE | FACED SINGLE MATERIAL | GLS FBR | ROOF DECK | NO | NO | **0.75 | 4.3 | R
TCG | GENFLEX CG ISO (TAPERED) A | ISOCYANURATE | FACED SINGLE MATERIAL | GLS FBR | ROOF DECK | NO | NO | **1.25 | 7.1 | R
TCG | GENFLEX CG ISO (TAPERED) B | ISOCYANURATE | FACED SINGLE MATERIAL | GLS FBR | ROOF DECK | NO | NO | **1.75 | 10 | R
TCG | GENFLEX CG ISO (TAPERED) C | ISOCYANURATE | FACED SINGLE MATERIAL | GLS FBR | ROOF DECK | NO | NO | **2.25 | 12.9 | R
TCG | GENFLEX CG ISO (TAPERED) G | ISOCYANURATE | FACED SINGLE MATERIAL | GLS FBR | ROOF DECK | NO | NO | **1.50 | 8.6 | R
TCG | GENFLEX CG ISO (TAPERED) H | ISOCYANURATE | FACED SINGLE MATERIAL | GLS FBR | ROOF DECK | NO | NO | **2.50 | 14.4 | R
TCG | GENFLEX CG ISO (TAPERED) Q | ISOCYANURATE | FACED SINGLE MATERIAL | GLS FBR | ROOF DECK | NO | NO | **1.50 | 8.6 | R
TCG | GENFLEX CG ISO(TAPERED) X | ISOCYANURATE | FACED SINGLE MATERIAL | GLS FBR | ROOF DECK | NO | NO | **1.00 | 5.7 | R
TCG | GENFLEX CG ISO (TAPERED) Y | ISOCYANURATE | FACED SINGLE MATERIAL | GLS FBR | ROOF DECK | NO | NO | **2.00 | 11.4 | R
**Average Thickness
* DESCRIPTION OF BRAND CODES:
| CGT = ISOGARD CG ISO (TAPERED) | FRH = ISOGARD HD | GHC = GENFLEX HD COMPOSITE ISO |  | GXI = GENFLEX ISO
| FBT = ISO 95+ GL (TAPERED) | FRI = ISO 95+ GL | GLT = GENFLEX GL ISO (TAPERED) |  | GXT = TAPERED GENFLEX ISO
| FCG = ISOGARD CG | FRR = RESISTA | GNB = GENFLEX NB ISO |  | IGL = ISOGARD GL
| FGL = ISOGARD GL (TAPERED) | FRT = RESISTA (TAPERED) | GTC = COATED GLASS FACER (TAPERED) |  | IHG = ISOGARD HG
| FHG = HAILGARD | GCG = GENFLEX CG ISO | GXC = COATED GLASS FACER (FLAT) |  | TCG = GENFLEX CG ISO (TAPERED)
| FRC = ISOGARD HD COMPOSITE | GGL = GENFLEX GL ISO | GXH = GENFLEX HD ISO
Atlas Roofing Corporation - T 1231 |  |  |  | Updated 06/08/2020
ARC | ACFOAM COMP | ISOCYANURATE | COMPOSITE | PERLITE/GLS FBR | ROOF DECK | NO | NO | 1.5 | 7.1 | R
ARC | ACFOAM COMP | ISOCYANURATE | COMPOSITE | PERLITE/GLS FBR | ROOF DECK | NO | NO | 1.8 | 8.8 | R
ARC | ACFOAM COMP | ISOCYANURATE | COMPOSITE | PERLITE/GLS FBR | ROOF DECK | NO | NO | 2.2 | 11.1 | R
ARC | ACFOAM COMP | ISOCYANURATE | COMPOSITE | PERLITE/GLS FBR | ROOF DECK | NO | NO | 2.4 | 12.2 | R
ARC | ACFOAM COMP | ISOCYANURATE | COMPOSITE | PERLITE/GLS FBR | ROOF DECK | NO | NO | 2.5 | 12.8 | R
ARC | ACFOAM COMP | ISOCYANURATE | COMPOSITE | PERLITE/GLS FBR | ROOF DECK | NO | NO | 3.1 | 16.4 | R
ARC | ACFOAM COMP/GB | ISOCYANURATE | COMPOSITE/DD | GLASS FIBER | ROOF DECK | NO | NO | 1.5 | 6.3 | R
ARC | ACFOAM COMP/GB | ISOCYANURATE | COMPOSITE/DD | GLASS FIBER | ROOF DECK | NO | NO | 4.2 | 22.3 | R
ARC | ACFOAM-II | ISOCYANURATE | FACED SINGLE MATERIAL | GLASS FIBER FELT | ROOF DECK | NO | NO | 1 | 5.7 | R
ARC | ACFOAM-II | ISOCYANURATE | FACED SINGLE MATERIAL | GLASS FIBER FELT | ROOF DECK | NO | NO | 1.5 | 8.6 | R
ARC | ACFOAM-II | ISOCYANURATE | FACED SINGLE MATERIAL | GLASS FIBER FELT | ROOF DECK | NO | NO | 2 | 11.4 | R
ARC | ACFOAM-II | ISOCYANURATE | FACED SINGLE MATERIAL | GLASS FIBER FELT | ROOF DECK | NO | NO | 2.5 | 14.4 | R
ARC | ACFOAM-II | ISOCYANURATE | FACED SINGLE MATERIAL | GLASS FIBER FELT | ROOF DECK | NO | NO | 3 | 17.4 | R
ARC | ACFOAM-II | ISOCYANURATE | FACED SINGLE MATERIAL | GLASS FIBER FELT | ROOF DECK | NO | NO | 3.5 | 20.5 | R
ARC | ACFOAM-II | ISOCYANURATE | FACED SINGLE MATERIAL | GLASS FIBER FELT | ROOF DECK | NO | NO | 4 | 23.6 | R
ARC | ACFOAM-III | ISOCYANURATE | FACED SINGLE MATERIAL | COATED GLASS FELT | ROOF DECK | NO | NO | 1 | 5.7 | R
ARC | ACFOAM-III | ISOCYANURATE | FACED SINGLE MATERIAL | COATED GLASS FELT | ROOF DECK | NO | NO | 1.5 | 8.6 | R
ARC | ACFOAM-III | ISOCYANURATE | FACED SINGLE MATERIAL | COATED GLASS FELT | ROOF DECK | NO | NO | 2 | 11.4 | R
ARC | ACFOAM-III | ISOCYANURATE | FACED SINGLE MATERIAL | COATED GLASS FELT | ROOF DECK | NO | NO | 2.5 | 14.4 | R
ARC | ACFOAM-III | ISOCYANURATE | FACED SINGLE MATERIAL | COATED GLASS FELT | ROOF DECK | NO | NO | 3 | 17.4 | R
ARC | ACFOAM-III | ISOCYANURATE | FACED SINGLE MATERIAL | COATED GLASS FELT | ROOF DECK | NO | NO | 3.5 | 20.5 | R
ARC | ACFOAM-III | ISOCYANURATE | FACED SINGLE MATERIAL | COATED GLASS FELT | ROOF DECK | NO | NO | 4 | 23.6 | R
ARC | ACFOAM SUPREME | ISOCYANURATE | FACED SINGLE MATERIAL | ALUM FOIL KRAFT | ROOF DECK | NO | NO | 1 | 5.7 | R
ARC | ACFOAM SUPREME | ISOCYANURATE | FACED SINGLE MATERIAL | ALUM FOIL KRAFT | ROOF DECK | NO | NO | 1.5 | 8.6 | R
ARC | ACFOAM SUPREME | ISOCYANURATE | FACED SINGLE MATERIAL | ALUM FOIL KRAFT | ROOF DECK | NO | NO | 2 | 11.4 | R
ARC | ACFOAM SUPREME | ISOCYANURATE | FACED SINGLE MATERIAL | ALUM FOIL KRAFT | ROOF DECK | NO | NO | 2.5 | 14.4 | R
ARC | ACFOAM SUPREME | ISOCYANURATE | FACED SINGLE MATERIAL | ALUM FOIL KRAFT | ROOF DECK | NO | NO | 3 | 17.4 | R
ARC | ACFOAM SUPREME | ISOCYANURATE | FACED SINGLE MATERIAL | ALUM FOIL KRAFT | ROOF DECK | NO | NO | 3.5 | 20.5 | R
ARC | ACFOAM SUPREME | ISOCYANURATE | FACED SINGLE MATERIAL | ALUM FOIL KRAFT | ROOF DECK | NO | NO | 4 | 23.6 | R
ARC | ATLAS NAILBASE | ISOCYANURATE | COMPOSITE | BOARD | ROOF DECK | NO | NO | 1.5 | 6.3 | R
ARC | ATLAS NAILBASE | ISOCYANURATE | COMPOSITE | BOARD | ROOF DECK | NO | NO | 2 | 9.1 | R
ARC | ATLAS NAILBASE | ISOCYANURATE | COMPOSITE | BOARD | ROOF DECK | NO | NO | 3 | 15 | R
ARC | ATLAS NAILBASE | ISOCYANURATE | COMPOSITE | BOARD | ROOF DECK | NO | NO | 4 | 21.1 | R
ARC | CROSSVENT | ISOCYANURATE | COMPOSITE | BOARD | ROOF DECK | NO | NO | 2.5 | 5.7 | R
ARC | CROSSVENT | ISOCYANURATE | COMPOSITE | BOARD | ROOF DECK | NO | NO | 5.5 | 23.6 | R
ARC | CROSSVENT RB | ISOCYANURATE | COMPOSITE/RB | BOARD | ROOF DECK | NO | NO | 2.5 | 5.7 | R
ARC | CROSSVENT RB | ISOCYANURATE | COMPOSITE/RB | BOARD | ROOF DECK | NO | NO | 5.5 | 23.6 | R
ARC | ENERGY SHIELD | ISOCYANURATE | FACED SINGLE MATERIAL | METAL | CLG WALL FLR | NO | YES** | 0.5 | 3.3 | R
ARC | ENERGY SHIELD | ISOCYANURATE | FACED SINGLE MATERIAL | METAL | CLG WALL FLR | NO | YES** | 0.62 | 4.1 | R
ARC | ENERGY SHIELD | ISOCYANURATE | FACED SINGLE MATERIAL | METAL | CLG WALL FLR | NO | YES** | 0.75 | 5 | R
ARC | ENERGY SHIELD | ISOCYANURATE | FACED SINGLE MATERIAL | METAL | CLG WALL FLR | NO | YES** | 1 | 6.5 | R
ARC | ENERGY SHIELD | ISOCYANURATE | FACED SINGLE MATERIAL | METAL | CLG WALL FLR | NO | YES** | 1.5 | 9.8 | R
ARC | ENERGY SHIELD | ISOCYANURATE | FACED SINGLE MATERIAL | METAL | CLG WALL FLR | NO | YES** | 2 | 13.1 | R
ARC | ENERGYSHIELD CGF | ISOCYANURATE | FACED SINGLE MATERIAL | COATED FIBER | WALL | NO | NO | 0.5 | 3 | R
ARC | ENERGYSHIELD CGF | ISOCYANURATE | FACED SINGLE MATERIAL | COATED FIBER | WALL | NO | NO | 1 | 6 | R
ARC | ENERGYSHIELD CGF | ISOCYANURATE | FACED SINGLE MATERIAL | COATED GLASS FELT | WALL | NO | NO | 1.5 | 9 | R
ARC | ENERGYSHIELD CGF | ISOCYANURATE | FACED SINGLE MATERIAL | COATED GLASS FELT | WALL | NO | NO | 2 | 12.1 | R
ARC | ENERGYSHIELD CGF | ISOCYANURATE | FACED SINGLE MATERIAL | COATED GLASS FELT | WALL | NO | NO | 2.5 | 15.3 | R
ARC | ENERGYSHIELD CGF | ISOCYANURATE | FACED SINGLE MATERIAL | COATED GLASS FELT | WALL | NO | NO | 3 | 18.5 | R
ARC | ENERGYSHIELD CGF | ISOCYANURATE | FACED SINGLE MATERIAL | COATED GLASS FELT | WALL | NO | NO | 3.5 | 21.7 | R
ARC | ENERGY SHIELD PRO | ISOCYANURATE | FACED SINGLE MATERIAL | ALUM FOIL | CLG WALL FLR | YES | YES** | 1 | 6.5 | R
ARC | ENERGY SHIELD PRO | ISOCYANURATE | FACED SINGLE MATERIAL | ALUM FOIL | CLG WALL FLR | YES | YES** | 1.5 | 9.8 | R
ARC | ENERGY SHIELD PRO | ISOCYANURATE | FACED SINGLE MATERIAL | ALUM FOIL | CLG WALL FLR | YES | YES** | 2 | 13.1 | R
ARC | ENERGY SHIELD PRO | ISOCYANURATE | FACED SINGLE MATERIAL | ALUM FOIL | CLG WALL FLR | YES | YES** | 2.5 | 16 | R
ARC | ENERGY SHIELD PRO2 | ISOCYANURATE | FACED SINGLE MATERIAL | ALUM FOIL | CLG WALL FLR | YES | YES** | 1 | 6.5 | R
ARC | ENERGY SHIELD PRO2 | ISOCYANURATE | FACED SINGLE MATERIAL | ALUM FOIL | CLG WALL FLR | YES | YES** | 1.5 | 9.8 | R
ARC | ENERGY SHIELD PRO2 | ISOCYANURATE | FACED SINGLE MATERIAL | ALUM FOIL | CLG WALL FLR | YES | YES** | 2 | 13.1 | R
ARC | ENERGY SHIELD PRO2 | ISOCYANURATE | FACED SINGLE MATERIAL | ALUM FOIL | CLG WALL FLR | YES | YES** | 2.5 | 16 | R
ARC | ENERGY SHIELD PRO2 | ISOCYANURATE | FACED SINGLE MATERIAL | ALUM FOIL | CLG WALL FLR | YES | YES** | 3 | 19.7 | R
ARC | STUCCO-SHIELD | ISOCYANURATE | FACED SINGLE MATERIAL | OTHER | CLG WALL FLR | NO | NO | 1 | 6 | R
ARC | STUCCO-SHIELD | ISOCYANURATE | FACED SINGLE MATERIAL | OTHER | CLG WALL FLR | NO | NO | 1.5 | 9 | R
ARC | STUCCO-SHIELD | ISOCYANURATE | FACED SINGLE MATERIAL | OTHER | CLG WALL FLR | NO | NO | 2 | 12.1 | R
** With taped joints.
* DESCRIPTION OF BRAND CODES:
ARC = ATLAS ROOFING CORP.
Carlisle Coatings and Waterproofing - T 1501 |  |  |  | Updated 10/08/2015
R2B | R2+ BASE 319811 | ISOCYANURATE | COMPOSITE | PLYWOOD | WALL | NO | NO | 1.6 | 6.6 | R
R2B | R2+ BASE 319812 | ISOCYANURATE | COMPOSITE | PLYWOOD | WALL | NO | NO | 2.1 | 9.6 | R
R2B | R2+ BASE 319813 | ISOCYANURATE | COMPOSITE | PLYWOOD | WALL | NO | NO | 2.6 | 12.7 | R
R2B | R2+ BASE 319814 | ISOCYANURATE | COMPOSITE | PLYWOOD | WALL | NO | NO | 3.1 | 15.9 | R
R2B | R2+ BASE 321990 | ISOCYANURATE | COMPOSITE | PLYWOOD | WALL | NO | NO | 3.7 | 19.1 | R
R2H | R2+ SHEATHE | ISOCYANURATE | FACED SINGLE MATERIAL | EMBOSSED FOIL | WALL | NO | YES | 1 | 6.5 | R
R2H | R2+ SHEATHE | ISOCYANURATE | FACED SINGLE MATERIAL | EMBOSSED FOIL | WALL | NO | YES | 1.5 | 10 | R
R2H | R2+ SHEATHE | ISOCYANURATE | FACED SINGLE MATERIAL | EMBOSSED FOIL | WALL | NO | YES | 2 | 13 | R
R2H | R2+ SHEATHE | ISOCYANURATE | FACED SINGLE MATERIAL | EMBOSSED FOIL | WALL | NO | YES | 2.5 | 16.5 | R
R2H | R2+ SHEATHE | ISOCYANURATE | FACED SINGLE MATERIAL | EMBOSSED FOIL | WALL | NO | YES | 3 | 20.3 | R
R2H | R2+ SHEATHE | ISOCYANURATE | FACED SINGLE MATERIAL | EMBOSSED FOIL | WALL | NO | YES | 3.5 | 23 | R
R2M | R2+ MATTE 319100 | ISOCYANURATE | FACED SINGLE MATERIAL | COATED GLASS FELT | WALL | NO | YES | 1 | 6 | R
R2M | R2+ MATTE 319101 | ISOCYANURATE | FACED SINGLE MATERIAL | COATED GLASS FELT | WALL | NO | YES | 1.5 | 9 | R
R2M | R2+ MATTE 319102 | ISOCYANURATE | FACED SINGLE MATERIAL | COATED GLASS FELT | WALL | NO | YES | 2 | 12.1 | R
R2M | R2+ MATTE 319103 | ISOCYANURATE | FACED SINGLE MATERIAL | COATED GLASS FELT | WALL | NO | YES | 2.5 | 15.3 | R
R2M | R2+ MATTE 319104 | ISOCYANURATE | FACED SINGLE MATERIAL | COATED GLASS FELT | WALL | NO | YES | 3 | 18.5 | R
R2M | R2+ MATTE 322475 | ISOCYANURATE | FACED SINGLE MATERIAL | COATED GLASS FELT | WALL | NO | YES | 3.3 | 20.4 | R
R2M | R2+ MATTE 322483 | ISOCYANURATE | FACED SINGLE MATERIAL | COATED GLASS FELT | WALL | NO | YES | 3.5 | 21.7 | R
R2S | R2+ SILVER 322874 | ISOCYANURATE | FACED SINGLE MATERIAL | ALUM FOIL CRAFT | WALL | NO | YES | 1 | 6.7 ** | R
R2S | R2+ SILVER 322875 | ISOCYANURATE | FACED SINGLE MATERIAL | ALUM FOIL CRAFT | WALL | NO | YES | 1.5 | 10.5 ** | R
R2S | R2+ SILVER 322876 | ISOCYANURATE | FACED SINGLE MATERIAL | ALUM FOIL CRAFT | WALL | NO | YES | 2 | 14.4 ** | R
R2S | R2+ SILVER 322877 | ISOCYANURATE | FACED SINGLE MATERIAL | ALUM FOIL CRAFT | WALL | NO | YES | 2.5 | 17.8 ** | R
R2S | R2+ SILVER 322879 | ISOCYANURATE | FACED SINGLE MATERIAL | ALUM FOIL CRAFT | WALL | NO | YES | 3 | 21.2 ** | R
R2S | R2+ SILVER 322880 | ISOCYANURATE | FACED SINGLE MATERIAL | ALUM FOIL CRAFT | WALL | NO | YES | 3.5 | 24.6 ** | R
**= Initial R-Values
* DESCRIPTION OF BRAND CODES:
R2B = R2+ BASE
R2H = R2+ SHEATHE
R2M= R2+ MATTE
R2S=R2+ SILVER
Carlisle Syntec Inc. - T 1418 |  |  |  | Updated 09/30/2024
CCD | SECURSHIELD CD | ISOCYANURATE | FACED SINGLE MATERIAL | COATED GLASS FELT | ROOF DECK | NO | NO | 1 | 5.7 | R
CCG | SECURSHIELD | ISOCYANURATE | FACED SINGLE MATERIAL | COATED GLASS FELT | ROOF DECK | NO | NO | 1 | 5.7 | R
CCG | SECURSHIELD | ISOCYANURATE | FACED SINGLE MATERIAL | COATED GLASS FELT | ROOF DECK | NO | NO | 1.5 | 8.6 | R
CCG | SECURSHIELD | ISOCYANURATE | FACED SINGLE MATERIAL | COATED GLASS FELT | ROOF DECK | NO | NO | 2 | 11.4 | R
CCG | SECURSHIELD | ISOCYANURATE | FACED SINGLE MATERIAL | COATED GLASS FELT | ROOF DECK | NO | NO | 2.5 | 14.4 | R
CCG | SECURSHIELD | ISOCYANURATE | FACED SINGLE MATERIAL | COATED GLASS FELT | ROOF DECK | NO | NO | 2.7 | 15.6 | R
CCG | SECURSHIELD | ISOCYANURATE | FACED SINGLE MATERIAL | COATED GLASS FELT | ROOF DECK | NO | NO | 3 | 17.4 | R
CCG | SECURSHIELD | ISOCYANURATE | FACED SINGLE MATERIAL | COATED GLASS FELT | ROOF DECK | NO | NO | 4 | 23.6 | R
CFF | HP-F POLYISO | ISOCYANURATE | FACED SINGLE MATERIAL | ALUM FOIL CRAFT | ROOF DECK | NO | NO | 1 | 6.7 ** | R
CFF | HP-F POLYISO | ISOCYANURATE | FACED SINGLE MATERIAL | ALUM FOIL CRAFT | ROOF DECK | NO | NO | 1.5 | 10.5 ** | R
CFF | HP-F POLYISO | ISOCYANURATE | FACED SINGLE MATERIAL | ALUM FOIL CRAFT | ROOF DECK | NO | NO | 2 | 14.4 ** | R
CFF | HP-F POLYISO | ISOCYANURATE | FACED SINGLE MATERIAL | ALUM FOIL CRAFT | ROOF DECK | NO | NO | 2.5 | 17.8 ** | R
CFF | HP-F POLYISO | ISOCYANURATE | FACED SINGLE MATERIAL | ALUM FOIL CRAFT | ROOF DECK | NO | NO | 2.7 | 19.3 ** | R
CFF | HP-F POLYISO | ISOCYANURATE | FACED SINGLE MATERIAL | ALUM FOIL CRAFT | ROOF DECK | NO | NO | 3 | 21.2 ** | R
CFF | HP-F POLYISO | ISOCYANURATE | FACED SINGLE MATERIAL | ALUM FOIL CRAFT | ROOF DECK | NO | NO | 4 | 28 ** | R
CHC | SECURSHIELD HD COMPOSITE | ISOCYANURATE | COMPOSITE | COATED GLASS FELT | ROOF DECK | NO | NO | 2 | 11.1 | R
CHC | SECURSHIELD HD COMPOSITE | ISOCYANURATE | COMPOSITE | COATED GLASS FELT | ROOF DECK | NO | NO | 2.5 | 13.9 | R
CHC | SECURSHIELD HD COMPOSITE | ISOCYANURATE | COMPOSITE | COATED GLASS FELT | ROOF DECK | NO | NO | 3 | 16.9 | R
CHC | SECURSHIELD HD COMPOSITE | ISOCYANURATE | COMPOSITE | COATED GLASS FELT | ROOF DECK | NO | NO | 4 | 23 | R
CHD | SECURSHIELD HD | ISOCYANURATE | FACED SINGLE MATERIAL | COATED GLASS FELT | ROOF DECK | NO | NO | 0.5 | 2.5 | R
CNB | HP-NB POLYISO | ISOCYANURATE | COMPOSITE | WAFERBOARD | ROOF DECK | NO | NO | 1.5 | 6.2 | R
CNB | HP-NB POLYISO | ISOCYANURATE | COMPOSITE | WAFERBOARD | ROOF DECK | NO | NO | 2 | 9.2 | R
CNB | HP-NB POLYISO | ISOCYANURATE | COMPOSITE | WAFERBOARD | ROOF DECK | NO | NO | 3 | 15 | R
CNB | HP-NB POLYISO | ISOCYANURATE | COMPOSITE | WAFERBOARD | ROOF DECK | NO | NO | 4 | 21.1 | R
CSD | HP-H POLYISO | ISOCYANURATE | FACED SINGLE MATERIAL | PAPER | ROOF DECK | NO | NO | 1 | 5.7 | R
CSD | HP-H POLYISO | ISOCYANURATE | FACED SINGLE MATERIAL | PAPER | ROOF DECK | NO | NO | 1.5 | 8.6 | R
CSD | HP-H POLYISO | ISOCYANURATE | FACED SINGLE MATERIAL | PAPER | ROOF DECK | NO | NO | 2 | 11.4 | R
CSD | HP-H POLYISO | ISOCYANURATE | FACED SINGLE MATERIAL | PAPER | ROOF DECK | NO | NO | 2.5 | 14.4 | R
CSD | HP-H POLYISO | ISOCYANURATE | FACED SINGLE MATERIAL | PAPER | ROOF DECK | NO | NO | 2.7 | 15.6 | R
CSD | HP-H POLYISO | ISOCYANURATE | FACED SINGLE MATERIAL | PAPER | ROOF DECK | NO | NO | 3 | 17.4 | R
CSD | HP-H POLYISO | ISOCYANURATE | FACED SINGLE MATERIAL | PAPER | ROOF DECK | NO | NO | 3.5 | 20.5 | R
CSD | HP-H POLYISO | ISOCYANURATE | FACED SINGLE MATERIAL | PAPER | ROOF DECK | NO | NO | 4 | 23.6 | R
CWF | HP-WF POLYISO | ISOCYANURATE | COMPOSITE | FIBERBOARD | ROOF DECK | NO | NO | 1.5 | 7 | R
CWF | HP-WF POLYISO | ISOCYANURATE | COMPOSITE | FIBERBOARD | ROOF DECK | NO | NO | 2 | 10 | R
CWF | HP-WF POLYISO | ISOCYANURATE | COMPOSITE | FIBERBOARD | ROOF DECK | NO | NO | 2.5 | 12.8 | R
CWF | HP-WF POLYISO | ISOCYANURATE | COMPOSITE | FIBERBOARD | ROOF DECK | NO | NO | 3 | 15.8 | R
CWF | HP-WF POLYISO | ISOCYANURATE | COMPOSITE | FIBERBOARD | ROOF DECK | NO | NO | 3.5 | 18.8 | R
CWF | HP-WF POLYISO | ISOCYANURATE | COMPOSITE | FIBERBOARD | ROOF DECK | NO | NO | 4 | 21.9 | R
**=Initial R-Values
* DESCRIPTION OF BRAND CODES:
| CCD = SECURSHIELD CD | CHC = SECURSHIELD HD COMPOSITE |  | CSD = HP-H POLYISO
| CCG = SECURSHIELD | CHD= SECURSHIELD HD |  | CWF = HP-WF POLYISO
| CFF = HP-F POLYISO | CNB = HP-NB POLYISO
DuPont de Nemours Inc. - T 1534 |  |  |  | Updated 04/21/2022
ISC | ISOCAST R | ISOCYANURATE | FACED SINGLE MATERIAL | METAL FOIL | CLG WALL FLR | NO | YES | 1 | 6.4 | R
ISC | ISOCAST R | ISOCYANURATE | FACED SINGLE MATERIAL | METAL FOIL | CLG WALL FLR | NO | YES | 1.5 | 9.6 | R
ISC | ISOCAST R | ISOCYANURATE | FACED SINGLE MATERIAL | METAL FOIL | CLG WALL FLR | NO | YES | 2 | 12.6 | R
NHB | THERMAX BASIC NH | ISOCYANURATE | FACED SINGLE MATERIAL | METAL FOIL | CLG WALL FLR | YES | YES | 0.5 | 3.7 | R
NHB | THERMAX BASIC NH | ISOCYANURATE | FACED SINGLE MATERIAL | METAL FOIL | CLG WALL FLR | YES | YES | 0.75 | 5.6 | R
NHB | THERMAX BASIC NH | ISOCYANURATE | FACED SINGLE MATERIAL | METAL FOIL | CLG WALL FLR | YES | YES | 1 | 6.6 | R
NHB | THERMAX BASIC NH | ISOCYANURATE | FACED SINGLE MATERIAL | METAL FOIL | CLG WALL FLR | YES | YES | 1.25 | 8.3 | R
NHB | THERMAX BASIC NH | ISOCYANURATE | FACED SINGLE MATERIAL | METAL FOIL | CLG WALL FLR | YES | YES | 1.5 | 9.3 | R
NHB | THERMAX BASIC NH | ISOCYANURATE | FACED SINGLE MATERIAL | METAL FOIL | CLG WALL FLR | YES | YES | 1.55 | 9.6 | R
NHB | THERMAX BASIC NH | ISOCYANURATE | FACED SINGLE MATERIAL | METAL FOIL | CLG WALL FLR | YES | YES | 2 | 12.1 | R
NHB | THERMAX BASIC NH | ISOCYANURATE | FACED SINGLE MATERIAL | METAL FOIL | CLG WALL FLR | YES | YES | 2.25 | 13.6 | R
NHB | THERMAX BASIC NH | ISOCYANURATE | FACED SINGLE MATERIAL | METAL FOIL | CLG WALL FLR | YES | YES | 2.5 | 15.1 | R
NHB | THERMAX BASIC NH | ISOCYANURATE | FACED SINGLE MATERIAL | METAL FOIL | CLG WALL FLR | YES | YES | 2.75 | 16.6 | R
NHB | THERMAX BASIC NH | ISOCYANURATE | FACED SINGLE MATERIAL | METAL FOIL | CLG WALL FLR | YES | YES | 3 | 18.7 | R
NHH | THERMAX HDUTY HD NH | ISOCYANURATE | FACED SINGLE MATERIAL | METAL FOIL | CLG WALL FLR | YES | YES | 0.5 | 3.7 | R
NHH | THERMAX HDUTY HD NH | ISOCYANURATE | FACED SINGLE MATERIAL | METAL FOIL | CLG WALL FLR | YES | YES | 0.75 | 5.6 | R
NHH | THERMAX HDUTY HD NH | ISOCYANURATE | FACED SINGLE MATERIAL | METAL FOIL | CLG WALL FLR | YES | YES | 1 | 6.6 | R
NHH | THERMAX HDUTY HD NH | ISOCYANURATE | FACED SINGLE MATERIAL | METAL FOIL | CLG WALL FLR | YES | YES | 1.25 | 8.3 | R
NHH | THERMAX HDUTY HD NH | ISOCYANURATE | FACED SINGLE MATERIAL | METAL FOIL | CLG WALL FLR | YES | YES | 1.5 | 9.3 | R
NHH | THERMAX HDUTY HD NH | ISOCYANURATE | FACED SINGLE MATERIAL | METAL FOIL | CLG WALL FLR | YES | YES | 1.55 | 9.6 | R
NHH | THERMAX HDUTY HD NH | ISOCYANURATE | FACED SINGLE MATERIAL | METAL FOIL | CLG WALL FLR | YES | YES | 1.75 | 10.9 | R
NHH | THERMAX HDUTY HD NH | ISOCYANURATE | FACED SINGLE MATERIAL | METAL FOIL | CLG WALL FLR | YES | YES | 2 | 12.1 | R
NHH | THERMAX HDUTY HD NH | ISOCYANURATE | FACED SINGLE MATERIAL | METAL FOIL | CLG WALL FLR | YES | YES | 2.5 | 15.1 | R
NHH | THERMAX HDUTY HD NH | ISOCYANURATE | FACED SINGLE MATERIAL | METAL FOIL | CLG WALL FLR | YES | YES | 3 | 18.7 | R
NHL | THERMAX LDUTY LD NH | ISOCYANURATE | FACED SINGLE MATERIAL | METAL FOIL | CLG WALL FLR | YES | YES | 0.5 | 3.7 | R
NHL | THERMAX LDUTY LD NH | ISOCYANURATE | FACED SINGLE MATERIAL | METAL FOIL | CLG WALL FLR | YES | YES | 0.75 | 5.6 | R
NHL | THERMAX LDUTY LD NH | ISOCYANURATE | FACED SINGLE MATERIAL | METAL FOIL | CLG WALL FLR | YES | YES | 1 | 6.6 | R
NHL | THERMAX LDUTY LD NH | ISOCYANURATE | FACED SINGLE MATERIAL | METAL FOIL | CLG WALL FLR | YES | YES | 1.25 | 8.3 | R
NHL | THERMAX LDUTY LD NH | ISOCYANURATE | FACED SINGLE MATERIAL | METAL FOIL | CLG WALL FLR | YES | YES | 1.5 | 9.3 | R
NHL | THERMAX LDUTY LD NH | ISOCYANURATE | FACED SINGLE MATERIAL | METAL FOIL | CLG WALL FLR | YES | YES | 1.55 | 9.6 | R
NHL | THERMAX LDUTY LD NH | ISOCYANURATE | FACED SINGLE MATERIAL | METAL FOIL | CLG WALL FLR | YES | YES | 1.75 | 10.9 | R
NHL | THERMAX LDUTY LD NH | ISOCYANURATE | FACED SINGLE MATERIAL | METAL FOIL | CLG WALL FLR | YES | YES | 2 | 12.1 | R
NHL | THERMAX LDUTY LD NH | ISOCYANURATE | FACED SINGLE MATERIAL | METAL FOIL | CLG WALL FLR | YES | YES | 2.25 | 13.6 | R
NHL | THERMAX LDUTY LD NH | ISOCYANURATE | FACED SINGLE MATERIAL | METAL FOIL | CLG WALL FLR | YES | YES | 2.5 | 15.1 | R
NHL | THERMAX LDUTY LD NH | ISOCYANURATE | FACED SINGLE MATERIAL | METAL FOIL | CLG WALL FLR | YES | YES | 2.65 | 16 | R
NHL | THERMAX LDUTY LD NH | ISOCYANURATE | FACED SINGLE MATERIAL | METAL FOIL | CLG WALL FLR | YES | YES | 2.75 | 16.6 | R
NHL | THERMAX LDUTY LD NH | ISOCYANURATE | FACED SINGLE MATERIAL | METAL FOIL | CLG WALL FLR | YES | YES | 3 | 18.7 | R
NHM | THERMAX MTL BLDG NH | ISOCYANURATE | FACED SINGLE MATERIAL | METAL FOIL | CLG WALL FLR | YES | YES | 0.5 | 3.7 | R
NHM | THERMAX MTL BLDG NH | ISOCYANURATE | FACED SINGLE MATERIAL | METAL FOIL | CLG WALL FLR | YES | YES | 0.75 | 5.6 | R
NHM | THERMAX MTL BLDG NH | ISOCYANURATE | FACED SINGLE MATERIAL | METAL FOIL | CLG WALL FLR | YES | YES | 1 | 6.6 | R
NHM | THERMAX MTL BLDG NH | ISOCYANURATE | FACED SINGLE MATERIAL | METAL FOIL | CLG WALL FLR | YES | YES | 1.25 | 8.3 | R
NHM | THERMAX MTL BLDG NH | ISOCYANURATE | FACED SINGLE MATERIAL | METAL FOIL | CLG WALL FLR | YES | YES | 1.5 | 9.3 | R
NHM | THERMAX MTL BLDG NH | ISOCYANURATE | FACED SINGLE MATERIAL | METAL FOIL | CLG WALL FLR | YES | YES | 1.55 | 9.6 | R
NHM | THERMAX MTL BLDG NH | ISOCYANURATE | FACED SINGLE MATERIAL | METAL FOIL | CLG WALL FLR | YES | YES | 1.75 | 10.9 | R
NHM | THERMAX MTL BLDG NH | ISOCYANURATE | FACED SINGLE MATERIAL | METAL FOIL | CLG WALL FLR | YES | YES | 2 | 12.1 | R
NHM | THERMAX MTL BLDG NH | ISOCYANURATE | FACED SINGLE MATERIAL | METAL FOIL | CLG WALL FLR | YES | YES | 2.25 | 13.6 | R
NHM | THERMAX MTL BLDG NH | ISOCYANURATE | FACED SINGLE MATERIAL | METAL FOIL | CLG WALL FLR | YES | YES | 2.5 | 15.1 | R
NHM | THERMAX MTL BLDG NH | ISOCYANURATE | FACED SINGLE MATERIAL | METAL FOIL | CLG WALL FLR | YES | YES | 2.75 | 16.6 | R
NHM | THERMAX MTL BLDG NH | ISOCYANURATE | FACED SINGLE MATERIAL | METAL FOIL | CLG WALL FLR | YES | YES | 3 | 18.7 | R
NHW | THERMAX WHITE FACE NH | ISOCYANURATE | FACED SINGLE MATERIAL | METAL FOIL | CLG WALL FLR | YES | YES | 0.5 | 3.7 | R
NHW | THERMAX WHITE FACE NH | ISOCYANURATE | FACED SINGLE MATERIAL | METAL FOIL | CLG WALL FLR | YES | YES | 0.75 | 5.6 | R
NHW | THERMAX WHITE FACE NH | ISOCYANURATE | FACED SINGLE MATERIAL | METAL FOIL | CLG WALL FLR | YES | YES | 1 | 6.6 | R
NHW | THERMAX WHITE FACE NH | ISOCYANURATE | FACED SINGLE MATERIAL | METAL FOIL | CLG WALL FLR | YES | YES | 1.25 | 8.3 | R
NHW | THERMAX WHITE FACE NH | ISOCYANURATE | FACED SINGLE MATERIAL | METAL FOIL | CLG WALL FLR | YES | YES | 1.5 | 9.3 | R
NHW | THERMAX WHITE FACE NH | ISOCYANURATE | FACED SINGLE MATERIAL | METAL FOIL | CLG WALL FLR | YES | YES | 1.55 | 9.6 | R
NHW | THERMAX WHITE FACE NH | ISOCYANURATE | FACED SINGLE MATERIAL | METAL FOIL | CLG WALL FLR | YES | YES | 1.75 | 10.9 | R
NHW | THERMAX WHITE FACE NH | ISOCYANURATE | FACED SINGLE MATERIAL | METAL FOIL | CLG WALL FLR | YES | YES | 2 | 12.1 | R
NHW | THERMAX WHITE FACE NH | ISOCYANURATE | FACED SINGLE MATERIAL | METAL FOIL | CLG WALL FLR | YES | YES | 2.25 | 13.6 | R
NHW | THERMAX WHITE FACE NH | ISOCYANURATE | FACED SINGLE MATERIAL | METAL FOIL | CLG WALL FLR | YES | YES | 2.5 | 15.1 | R
NHW | THERMAX WHITE FACE NH | ISOCYANURATE | FACED SINGLE MATERIAL | METAL FOIL | CLG WALL FLR | YES | YES | 2.75 | 16.6 | R
NHW | THERMAX WHITE FACE NH | ISOCYANURATE | FACED SINGLE MATERIAL | METAL FOIL | CLG WALL FLR | YES | YES | 3 | 18.7 | R
STR | SUPER TUFF-R | ISOCYANURATE | FACED SINGLE MATERIAL | METAL FOIL | CLG WALL FLR | NO | YES | 0.5 | 3.3 | R
STR | SUPER TUFF-R | ISOCYANURATE | FACED SINGLE MATERIAL | METAL FOIL | CLG WALL FLR | NO | YES | 0.63 | 4.1 | R
STR | SUPER TUFF-R | ISOCYANURATE | FACED SINGLE MATERIAL | METAL FOIL | CLG WALL FLR | NO | YES | 0.75 | 4.9 | R
STR | SUPER TUFF-R | ISOCYANURATE | FACED SINGLE MATERIAL | METAL FOIL | CLG WALL FLR | NO | YES | 1.38 | 8.8 | R
STR | SUPER TUFF-R | ISOCYANURATE | FACED SINGLE MATERIAL | METAL FOIL | CLG WALL FLR | NO | YES | 1.5 | 9.6 | R
STR | SUPER TUFF-R | ISOCYANURATE | FACED SINGLE MATERIAL | METAL FOIL | CLG WALL FLR | NO | YES | 2 | 12.6 | R
TFR | TUFF-R | ISOCYANURATE | FACED SINGLE MATERIAL | METAL FOIL | CLG WALL FLR | NO | YES | 0.5 | 3.3 | R
TFR | TUFF-R | ISOCYANURATE | FACED SINGLE MATERIAL | METAL FOIL | CLG WALL FLR | NO | YES | 0.63 | 4.1 | R
TFR | TUFF-R | ISOCYANURATE | FACED SINGLE MATERIAL | METAL FOIL | CLG WALL FLR | NO | YES | 0.75 | 4.9 | R
TFR | TUFF-R | ISOCYANURATE | FACED SINGLE MATERIAL | METAL FOIL | CLG WALL FLR | NO | YES | 1 | 6.4 | R
TFR | TUFF-R | ISOCYANURATE | FACED SINGLE MATERIAL | METAL FOIL | CLG WALL FLR | NO | YES | 1.5 | 9.6 | R
TFR | TUFF-R | ISOCYANURATE | FACED SINGLE MATERIAL | METAL FOIL | CLG WALL FLR | NO | YES | 2 | 12.6 | R
TXH | THERMAX HDUTY HD | ISOCYANURATE | FACED SINGLE MATERIAL | METAL FOIL | CLG WALL FLR | YES | YES | 0.5 | 3.3 | R
TXH | THERMAX HDUTY HD | ISOCYANURATE | FACED SINGLE MATERIAL | METAL FOIL | CLG WALL FLR | YES | YES | 0.75 | 5 | R
TXH | THERMAX HDUTY HD | ISOCYANURATE | FACED SINGLE MATERIAL | METAL FOIL | CLG WALL FLR | YES | YES | 1 | 6.5 | R
TXH | THERMAX HDUTY HD | ISOCYANURATE | FACED SINGLE MATERIAL | METAL FOIL | CLG WALL FLR | YES | YES | 1.25 | 8.1 | R
TXH | THERMAX HDUTY HD | ISOCYANURATE | FACED SINGLE MATERIAL | METAL FOIL | CLG WALL FLR | YES | YES | 1.5 | 9.8 | R
TXH | THERMAX HDUTY HD | ISOCYANURATE | FACED SINGLE MATERIAL | METAL FOIL | CLG WALL FLR | YES | YES | 1.55 | 10.1 | R
TXH | THERMAX HDUTY HD | ISOCYANURATE | FACED SINGLE MATERIAL | METAL FOIL | CLG WALL FLR | YES | YES | 1.75 | 11.4 | R
TXH | THERMAX HDUTY HD | ISOCYANURATE | FACED SINGLE MATERIAL | METAL FOIL | CLG WALL FLR | YES | YES | 2 | 12.6 | R
TXH | THERMAX HDUTY HD | ISOCYANURATE | FACED SINGLE MATERIAL | METAL FOIL | CLG WALL FLR | YES | YES | 2.5 | 15.8 | R
TXH | THERMAX HDUTY HD | ISOCYANURATE | FACED SINGLE MATERIAL | METAL FOIL | CLG WALL FLR | YES | YES | 3 | 18.9 | R
TXH | THERMAX HDUTY HD | ISOCYANURATE | FACED SINGLE MATERIAL | METAL FOIL | CLG WALL FLR | YES | YES | 3.2 | 20.2 | R
TXH | THERMAX HDUTY HD | ISOCYANURATE | FACED SINGLE MATERIAL | METAL FOIL | CLG WALL FLR | YES | YES | 3.25 | 20.5 | R
TXH | THERMAX HDUTY HD | ISOCYANURATE | FACED SINGLE MATERIAL | METAL FOIL | CLG WALL FLR | YES | YES | 3.5 | 22.1 | R
TXH | THERMAX HDUTY HD | ISOCYANURATE | FACED SINGLE MATERIAL | METAL FOIL | CLG WALL FLR | YES | YES | 3.75 | 23.6 | R
TXH | THERMAX HDUTY HD | ISOCYANURATE | FACED SINGLE MATERIAL | METAL FOIL | CLG WALL FLR | YES | YES | 4 | 24.8 | R
TXL | THERMAX LDUTY LD | ISOCYANURATE | FACED SINGLE MATERIAL | METAL FOIL | CLG WALL FLR | YES | YES | 0.5 | 3.3 | R
TXL | THERMAX LDUTY LD | ISOCYANURATE | FACED SINGLE MATERIAL | METAL FOIL | CLG WALL FLR | YES | YES | 0.75 | 5 | R
TXL | THERMAX LDUTY LD | ISOCYANURATE | FACED SINGLE MATERIAL | METAL FOIL | CLG WALL FLR | YES | YES | 0.88 | 5.8 | R
TXL | THERMAX LDUTY LD | ISOCYANURATE | FACED SINGLE MATERIAL | METAL FOIL | CLG WALL FLR | YES | YES | 1 | 6.5 | R
TXL | THERMAX LDUTY LD | ISOCYANURATE | FACED SINGLE MATERIAL | METAL FOIL | CLG WALL FLR | YES | YES | 1.25 | 8.1 | R
TXL | THERMAX LDUTY LD | ISOCYANURATE | FACED SINGLE MATERIAL | METAL FOIL | CLG WALL FLR | YES | YES | 1.5 | 9.8 | R
TXL | THERMAX LDUTY LD | ISOCYANURATE | FACED SINGLE MATERIAL | METAL FOIL | CLG WALL FLR | YES | YES | 1.55 | 10.1 | R
TXL | THERMAX LDUTY LD | ISOCYANURATE | FACED SINGLE MATERIAL | METAL FOIL | CLG WALL FLR | YES | YES | 1.75 | 11.4 | R
TXL | THERMAX LDUTY LD | ISOCYANURATE | FACED SINGLE MATERIAL | METAL FOIL | CLG WALL FLR | YES | YES | 2 | 12.6 | R
TXL | THERMAX LDUTY LD | ISOCYANURATE | FACED SINGLE MATERIAL | METAL FOIL | CLG WALL FLR | YES | YES | 2.25 | 14.2 | R
TXL | THERMAX LDUTY LD | ISOCYANURATE | FACED SINGLE MATERIAL | METAL FOIL | CLG WALL FLR | YES | YES | 2.5 | 15.8 | R
TXL | THERMAX LDUTY LD | ISOCYANURATE | FACED SINGLE MATERIAL | METAL FOIL | CLG WALL FLR | YES | YES | 2.65 | 16.7 | R
TXL | THERMAX LDUTY LD | ISOCYANURATE | FACED SINGLE MATERIAL | METAL FOIL | CLG WALL FLR | YES | YES | 2.75 | 17.3 | R
TXL | THERMAX LDUTY LD | ISOCYANURATE | FACED SINGLE MATERIAL | METAL FOIL | CLG WALL FLR | YES | YES | 3 | 18.9 | R
TXL | THERMAX LDUTY LD | ISOCYANURATE | FACED SINGLE MATERIAL | METAL FOIL | CLG WALL FLR | YES | YES | 3.25 | 20.5 | R
TXL | THERMAX LDUTY LD | ISOCYANURATE | FACED SINGLE MATERIAL | METAL FOIL | CLG WALL FLR | YES | YES | 3.5 | 22.1 | R
TXL | THERMAX LDUTY LD | ISOCYANURATE | FACED SINGLE MATERIAL | METAL FOIL | CLG WALL FLR | YES | YES | 3.75 | 23.6 | R
TXL | THERMAX LDUTY LD | ISOCYANURATE | FACED SINGLE MATERIAL | METAL FOIL | CLG WALL FLR | YES | YES | 4 | 24.8 | R
TXM | THERMAX MTL BLDG | ISOCYANURATE | FACED SINGLE MATERIAL | METAL FOIL | CLG WALL FLR | YES | YES | 0.5 | 3.3 | R
TXM | THERMAX MTL BLDG | ISOCYANURATE | FACED SINGLE MATERIAL | METAL FOIL | CLG WALL FLR | YES | YES | 0.75 | 5 | R
TXM | THERMAX MTL BLDG | ISOCYANURATE | FACED SINGLE MATERIAL | METAL FOIL | CLG WALL FLR | YES | YES | 1 | 6.5 | R
TXM | THERMAX MTL BLDG | ISOCYANURATE | FACED SINGLE MATERIAL | METAL FOIL | CLG WALL FLR | YES | YES | 1.25 | 8.1 | R
TXM | THERMAX MTL BLDG | ISOCYANURATE | FACED SINGLE MATERIAL | METAL FOIL | CLG WALL FLR | YES | YES | 1.5 | 9.8 | R
TXM | THERMAX MTL BLDG | ISOCYANURATE | FACED SINGLE MATERIAL | METAL FOIL | CLG WALL FLR | YES | YES | 1.55 | 10.1 | R
TXM | THERMAX MTL BLDG | ISOCYANURATE | FACED SINGLE MATERIAL | METAL FOIL | CLG WALL FLR | YES | YES | 1.75 | 11.4 | R
TXM | THERMAX MTL BLDG | ISOCYANURATE | FACED SINGLE MATERIAL | METAL FOIL | CLG WALL FLR | YES | YES | 2 | 12.6 | R
TXM | THERMAX MTL BLDG | ISOCYANURATE | FACED SINGLE MATERIAL | METAL FOIL | CLG WALL FLR | YES | YES | 2.25 | 14.2 | R
TXM | THERMAX MTL BLDG | ISOCYANURATE | FACED SINGLE MATERIAL | METAL FOIL | CLG WALL FLR | YES | YES | 2.5 | 15.8 | R
TXM | THERMAX MTL BLDG | ISOCYANURATE | FACED SINGLE MATERIAL | METAL FOIL | CLG WALL FLR | YES | YES | 2.63 | 16.6 | R
TXM | THERMAX MTL BLDG | ISOCYANURATE | FACED SINGLE MATERIAL | METAL FOIL | CLG WALL FLR | YES | YES | 2.75 | 17.3 | R
TXM | THERMAX MTL BLDG | ISOCYANURATE | FACED SINGLE MATERIAL | METAL FOIL | CLG WALL FLR | YES | YES | 3 | 18.9 | R
TXM | THERMAX MTL BLDG | ISOCYANURATE | FACED SINGLE MATERIAL | METAL FOIL | CLG WALL FLR | YES | YES | 3.25 | 20.5 | R
TXM | THERMAX MTL BLDG | ISOCYANURATE | FACED SINGLE MATERIAL | METAL FOIL | CLG WALL FLR | YES | YES | 3.5 | 22.1 | R
TXM | THERMAX MTL BLDG | ISOCYANURATE | FACED SINGLE MATERIAL | METAL FOIL | CLG WALL FLR | YES | YES | 3.75 | 23.6 | R
TXM | THERMAX MTL BLDG | ISOCYANURATE | FACED SINGLE MATERIAL | METAL FOIL | CLG WALL FLR | YES | YES | 4 | 24.8 | R
TXS | THERMAX (CI) | ISOCYANURATE | FACED SINGLE MATERIAL | METAL FOIL | CLG WALL FLR | YES | YES | 0.5 | 3.3 | R
TXS | THERMAX (CI) | ISOCYANURATE | FACED SINGLE MATERIAL | METAL FOIL | CLG WALL FLR | YES | YES | 0.63 | 4.2 | R
TXS | THERMAX (CI) | ISOCYANURATE | FACED SINGLE MATERIAL | METAL FOIL | CLG WALL FLR | YES | YES | 0.75 | 5 | R
TXS | THERMAX (CI) | ISOCYANURATE | FACED SINGLE MATERIAL | METAL FOIL | CLG WALL FLR | YES | YES | 1 | 6.5 | R
TXS | THERMAX (CI) | ISOCYANURATE | FACED SINGLE MATERIAL | METAL FOIL | CLG WALL FLR | YES | YES | 1.25 | 8.1 | R
TXS | THERMAX (CI) | ISOCYANURATE | FACED SINGLE MATERIAL | METAL FOIL | CLG WALL FLR | YES | YES | 1.38 | 9 | R
TXS | THERMAX (CI) | ISOCYANURATE | FACED SINGLE MATERIAL | METAL FOIL | CLG WALL FLR | YES | YES | 1.5 | 9.8 | R
TXS | THERMAX (CI) | ISOCYANURATE | FACED SINGLE MATERIAL | METAL FOIL | CLG WALL FLR | YES | YES | 1.55 | 10.1 | R
TXS | THERMAX (CI) | ISOCYANURATE | FACED SINGLE MATERIAL | METAL FOIL | CLG WALL FLR | YES | YES | 1.75 | 11.4 | R
TXS | THERMAX (CI) | ISOCYANURATE | FACED SINGLE MATERIAL | METAL FOIL | CLG WALL FLR | YES | YES | 2 | 12.6 | R
TXS | THERMAX (CI) | ISOCYANURATE | FACED SINGLE MATERIAL | METAL FOIL | CLG WALL FLR | YES | YES | 2.25 | 14.2 | R
TXS | THERMAX (CI) | ISOCYANURATE | FACED SINGLE MATERIAL | METAL FOIL | CLG WALL FLR | YES | YES | 2.5 | 15.8 | R
TXS | THERMAX (CI) | ISOCYANURATE | FACED SINGLE MATERIAL | METAL FOIL | CLG WALL FLR | YES | YES | 2.75 | 17.3 | R
TXS | THERMAX (CI) | ISOCYANURATE | FACED SINGLE MATERIAL | METAL FOIL | CLG WALL FLR | YES | YES | 3 | 18.9 | R
TXS | THERMAX (CI) | ISOCYANURATE | FACED SINGLE MATERIAL | METAL FOIL | CLG WALL FLR | YES | YES | 3.25 | 20.5 | R
TXS | THERMAX (CI) | ISOCYANURATE | FACED SINGLE MATERIAL | METAL FOIL | CLG WALL FLR | YES | YES | 3.5 | 22.1 | R
TXS | THERMAX (CI) | ISOCYANURATE | FACED SINGLE MATERIAL | METAL FOIL | CLG WALL FLR | YES | YES | 3.75 | 23.6 | R
TXS | THERMAX (CI) | ISOCYANURATE | FACED SINGLE MATERIAL | METAL FOIL | CLG WALL FLR | YES | YES | 4 | 24.8 | R
TXS | THERMAX SHEATH | ISOCYANURATE | FACED SINGLE MATERIAL | METAL FOIL | CLG WALL FLR | YES | YES | 0.5 | 3.3 | R
TXS | THERMAX SHEATH | ISOCYANURATE | FACED SINGLE MATERIAL | METAL FOIL | CLG WALL FLR | YES | YES | 0.63 | 4.2 | R
TXS | THERMAX SHEATH | ISOCYANURATE | FACED SINGLE MATERIAL | METAL FOIL | CLG WALL FLR | YES | YES | 0.75 | 5 | R
TXS | THERMAX SHEATH | ISOCYANURATE | FACED SINGLE MATERIAL | METAL FOIL | CLG WALL FLR | YES | YES | 0.88 | 5.8 | R
TXS | THERMAX SHEATH | ISOCYANURATE | FACED SINGLE MATERIAL | METAL FOIL | CLG WALL FLR | YES | YES | 1 | 6.5 | R
TXS | THERMAX SHEATH | ISOCYANURATE | FACED SINGLE MATERIAL | METAL FOIL | CLG WALL FLR | YES | YES | 1.25 | 8.1 | R
TXS | THERMAX SHEATH | ISOCYANURATE | FACED SINGLE MATERIAL | METAL FOIL | CLG WALL FLR | YES | YES | 1.38 | 9 | R
TXS | THERMAX SHEATH | ISOCYANURATE | FACED SINGLE MATERIAL | METAL FOIL | CLG WALL FLR | YES | YES | 1.5 | 9.8 | R
TXS | THERMAX SHEATH | ISOCYANURATE | FACED SINGLE MATERIAL | METAL FOIL | CLG WALL FLR | YES | YES | 1.55 | 10.1 | R
TXS | THERMAX SHEATH | ISOCYANURATE | FACED SINGLE MATERIAL | METAL FOIL | CLG WALL FLR | YES | YES | 1.75 | 11.4 | R
TXS | THERMAX SHEATH | ISOCYANURATE | FACED SINGLE MATERIAL | METAL FOIL | CLG WALL FLR | YES | YES | 2 | 12.6 | R
TXS | THERMAX SHEATH | ISOCYANURATE | FACED SINGLE MATERIAL | METAL FOIL | CLG WALL FLR | YES | YES | 2.25 | 14.2 | R
TXS | THERMAX SHEATH | ISOCYANURATE | FACED SINGLE MATERIAL | METAL FOIL | CLG WALL FLR | YES | YES | 2.38 | 15 | R
TXS | THERMAX SHEATH | ISOCYANURATE | FACED SINGLE MATERIAL | METAL FOIL | CLG WALL FLR | YES | YES | 2.5 | 15.8 | R
TXS | THERMAX SHEATH | ISOCYANURATE | FACED SINGLE MATERIAL | METAL FOIL | CLG WALL FLR | YES | YES | 2.63 | 16.6 | R
TXS | THERMAX SHEATH | ISOCYANURATE | FACED SINGLE MATERIAL | METAL FOIL | CLG WALL FLR | YES | YES | 2.75 | 17.3 | R
TXS | THERMAX SHEATH | ISOCYANURATE | FACED SINGLE MATERIAL | METAL FOIL | CLG WALL FLR | YES | YES | 2.88 | 18.1 | R
TXS | THERMAX SHEATH | ISOCYANURATE | FACED SINGLE MATERIAL | METAL FOIL | CLG WALL FLR | YES | YES | 3 | 18.9 | R
TXS | THERMAX SHEATH | ISOCYANURATE | FACED SINGLE MATERIAL | METAL FOIL | CLG WALL FLR | YES | YES | 3.25 | 20.5 | R
TXS | THERMAX SHEATH | ISOCYANURATE | FACED SINGLE MATERIAL | METAL FOIL | CLG WALL FLR | YES | YES | 3.5 | 22.1 | R
TXS | THERMAX SHEATH | ISOCYANURATE | FACED SINGLE MATERIAL | METAL FOIL | CLG WALL FLR | YES | YES | 3.75 | 23.6 | R
TXS | THERMAX SHEATH | ISOCYANURATE | FACED SINGLE MATERIAL | METAL FOIL | CLG WALL FLR | YES | YES | 4 | 24.8 | R
TXS | THERMAX XARMOR (CI) | ISOCYANURATE | FACED SINGLE MATERIAL | METAL FOIL | CLG WALL FLR | YES | YES | 0.5 | 3.3 | R
TXS | THERMAX XARMOR (CI) | ISOCYANURATE | FACED SINGLE MATERIAL | METAL FOIL | CLG WALL FLR | YES | YES | 0.63 | 4.2 | R
TXS | THERMAX XARMOR (CI) | ISOCYANURATE | FACED SINGLE MATERIAL | METAL FOIL | CLG WALL FLR | YES | YES | 0.75 | 5 | R
TXS | THERMAX XARMOR (CI) | ISOCYANURATE | FACED SINGLE MATERIAL | METAL FOIL | CLG WALL FLR | YES | YES | 1 | 6.5 | R
TXS | THERMAX XARMOR (CI) | ISOCYANURATE | FACED SINGLE MATERIAL | METAL FOIL | CLG WALL FLR | YES | YES | 1.25 | 8.1 | R
TXS | THERMAX XARMOR (CI) | ISOCYANURATE | FACED SINGLE MATERIAL | METAL FOIL | CLG WALL FLR | YES | YES | 1.5 | 9.8 | R
TXS | THERMAX XARMOR (CI) | ISOCYANURATE | FACED SINGLE MATERIAL | METAL FOIL | CLG WALL FLR | YES | YES | 1.55 | 10.1 | R
TXS | THERMAX XARMOR (CI) | ISOCYANURATE | FACED SINGLE MATERIAL | METAL FOIL | CLG WALL FLR | YES | YES | 1.75 | 11.4 | R
TXS | THERMAX XARMOR (CI) | ISOCYANURATE | FACED SINGLE MATERIAL | METAL FOIL | CLG WALL FLR | YES | YES | 2 | 12.6 | R
TXS | THERMAX XARMOR (CI) | ISOCYANURATE | FACED SINGLE MATERIAL | METAL FOIL | CLG WALL FLR | YES | YES | 2.25 | 14.2 | R
TXS | THERMAX XARMOR (CI) | ISOCYANURATE | FACED SINGLE MATERIAL | METAL FOIL | CLG WALL FLR | YES | YES | 2.5 | 15.8 | R
TXS | THERMAX XARMOR (CI) | ISOCYANURATE | FACED SINGLE MATERIAL | METAL FOIL | CLG WALL FLR | YES | YES | 2.75 | 17.3 | R
TXS | THERMAX XARMOR (CI) | ISOCYANURATE | FACED SINGLE MATERIAL | METAL FOIL | CLG WALL FLR | YES | YES | 3 | 18.9 | R
TXS | THERMAX XARMOR (CI) | ISOCYANURATE | FACED SINGLE MATERIAL | METAL FOIL | CLG WALL FLR | YES | YES | 3.25 | 20.5 | R
TXS | THERMAX XARMOR (CI) | ISOCYANURATE | FACED SINGLE MATERIAL | METAL FOIL | CLG WALL FLR | YES | YES | 3.5 | 22.1 | R
TXS | THERMAX XARMOR (CI) | ISOCYANURATE | FACED SINGLE MATERIAL | METAL FOIL | CLG WALL FLR | YES | YES | 3.75 | 23.6 | R
TXS | THERMAX XARMOR (CI) | ISOCYANURATE | FACED SINGLE MATERIAL | METAL FOIL | CLG WALL FLR | YES | YES | 4 | 24.8 | R
TXW | THERMAX WHITE FACE | ISOCYANURATE | FACED SINGLE MATERIAL | METAL FOIL | CLG WALL FLR | YES | YES | 0.5 | 3.3 | R
TXW | THERMAX WHITE FACE | ISOCYANURATE | FACED SINGLE MATERIAL | METAL FOIL | CLG WALL FLR | YES | YES | 0.75 | 5 | R
TXW | THERMAX WHITE FACE | ISOCYANURATE | FACED SINGLE MATERIAL | METAL FOIL | CLG WALL FLR | YES | YES | 1 | 6.5 | R
TXW | THERMAX WHITE FACE | ISOCYANURATE | FACED SINGLE MATERIAL | METAL FOIL | CLG WALL FLR | YES | YES | 1.25 | 8.1 | R
TXW | THERMAX WHITE FACE | ISOCYANURATE | FACED SINGLE MATERIAL | METAL FOIL | CLG WALL FLR | YES | YES | 1.5 | 9.8 | R
TXW | THERMAX WHITE FACE | ISOCYANURATE | FACED SINGLE MATERIAL | METAL FOIL | CLG WALL FLR | YES | YES | 1.55 | 10.1 | R
TXW | THERMAX WHITE FACE | ISOCYANURATE | FACED SINGLE MATERIAL | METAL FOIL | CLG WALL FLR | YES | YES | 1.75 | 11.4 | R
TXW | THERMAX WHITE FACE | ISOCYANURATE | FACED SINGLE MATERIAL | METAL FOIL | CLG WALL FLR | YES | YES | 2 | 12.6 | R
TXW | THERMAX WHITE FACE | ISOCYANURATE | FACED SINGLE MATERIAL | METAL FOIL | CLG WALL FLR | YES | YES | 2.25 | 14.2 | R
TXW | THERMAX WHITE FACE | ISOCYANURATE | FACED SINGLE MATERIAL | METAL FOIL | CLG WALL FLR | YES | YES | 2.5 | 15.8 | R
TXW | THERMAX WHITE FACE | ISOCYANURATE | FACED SINGLE MATERIAL | METAL FOIL | CLG WALL FLR | YES | YES | 2.75 | 17.3 | R
TXW | THERMAX WHITE FACE | ISOCYANURATE | FACED SINGLE MATERIAL | METAL FOIL | CLG WALL FLR | YES | YES | 3 | 18.9 | R
TXW | THERMAX WHITE FACE | ISOCYANURATE | FACED SINGLE MATERIAL | METAL FOIL | CLG WALL FLR | YES | YES | 3.25 | 20.5 | R
TXW | THERMAX WHITE FACE | ISOCYANURATE | FACED SINGLE MATERIAL | METAL FOIL | CLG WALL FLR | YES | YES | 3.5 | 22.1 | R
TXW | THERMAX WHITE FACE | ISOCYANURATE | FACED SINGLE MATERIAL | METAL FOIL | CLG WALL FLR | YES | YES | 3.75 | 23.6 | R
TXW | THERMAX WHITE FACE | ISOCYANURATE | FACED SINGLE MATERIAL | METAL FOIL | CLG WALL FLR | YES | YES | 4 | 24.8 | R
* DESCRIPTION OF BRAND CODES:
| ISC = ISOCAST R | NHW = THERMAX WHITE FACE NH |  | TXM = THERMAX METAL BLDG
| NHB = THERMAX BASIC NH | STR = SUPER TUFF-R |  | TXS = THERMAX SHEATH
| NHH = THERMAX HDUTY HD NH | TFR = TUFF-R |  | TXW = THERMAX WHITE FACE
| NHL = THERMAX LDUTY LD NH | TXH = THERMAX HEAVY DUTY
| NHM = THERMAX MTL BLDG NH | TXL = THERMAX LIGHT DUTY
GAF Materials Corp - T 1454 |  |  |  | Updated 09/25/2020
EG | 4710 | ISOCYANURATE | FACED SINGLE MATERIAL | PAPER | ROOF DECK | NO | NO | 1 | 5.7 | R
EG | 4715 | ISOCYANURATE | FACED SINGLE MATERIAL | PAPER | ROOF DECK | NO | NO | 1.5 | 8.6 | R
EG | 4716 | ISOCYANURATE | FACED SINGLE MATERIAL | PAPER | ROOF DECK | NO | NO | 1.6 | 9.1 | R
EG | 4717 | ISOCYANURATE | FACED SINGLE MATERIAL | PAPER | ROOF DECK | NO | NO | 1.7 | 9.7 | R
EG | 4718 | ISOCYANURATE | FACED SINGLE MATERIAL | PAPER | ROOF DECK | NO | NO | 1.8 | 10.3 | R
EG | 4719 | ISOCYANURATE | FACED SINGLE MATERIAL | PAPER | ROOF DECK | NO | NO | 1.9 | 10.8 | R
EG | 4720 | ISOCYANURATE | FACED SINGLE MATERIAL | PAPER | ROOF DECK | NO | NO | 2 | 11.4 | R
EG | 4721 | ISOCYANURATE | FACED SINGLE MATERIAL | PAPER | ROOF DECK | NO | NO | 2.1 | 12 | R
EG | 4722 | ISOCYANURATE | FACED SINGLE MATERIAL | PAPER | ROOF DECK | NO | NO | 2.2 | 12.6 | R
EG | 4723 | ISOCYANURATE | FACED SINGLE MATERIAL | PAPER | ROOF DECK | NO | NO | 2.3 | 13.2 | R
EG | 4724 | ISOCYANURATE | FACED SINGLE MATERIAL | PAPER | ROOF DECK | NO | NO | 2.4 | 13.8 | R
EG | 4725 | ISOCYANURATE | FACED SINGLE MATERIAL | PAPER | ROOF DECK | NO | NO | 2.5 | 14.4 | R
EG | 4726 | ISOCYANURATE | FACED SINGLE MATERIAL | PAPER | ROOF DECK | NO | NO | 2.6 | 15 | R
EG | 4727 | ISOCYANURATE | FACED SINGLE MATERIAL | PAPER | ROOF DECK | NO | NO | 2.7 | 15.6 | R
EG | 4728 | ISOCYANURATE | FACED SINGLE MATERIAL | PAPER | ROOF DECK | NO | NO | 2.8 | 16.2 | R
EG | 4729 | ISOCYANURATE | FACED SINGLE MATERIAL | PAPER | ROOF DECK | NO | NO | 2.9 | 16.8 | R
EG | 4730 | ISOCYANURATE | FACED SINGLE MATERIAL | PAPER | ROOF DECK | NO | NO | 3 | 17.4 | R
EG | 4731 | ISOCYANURATE | FACED SINGLE MATERIAL | PAPER | ROOF DECK | NO | NO | 3.1 | 18 | R
EG | 4733 | ISOCYANURATE | FACED SINGLE MATERIAL | PAPER | ROOF DECK | NO | NO | 3.3 | 19.2 | R
EG | 4734 | ISOCYANURATE | FACED SINGLE MATERIAL | PAPER | ROOF DECK | NO | NO | 3.4 | 19.9 | R
EG | 4735 | ISOCYANURATE | FACED SINGLE MATERIAL | PAPER | ROOF DECK | NO | NO | 3.5 | 20.5 | R
EG | 4738 | ISOCYANURATE | FACED SINGLE MATERIAL | PAPER | ROOF DECK | NO | NO | 3.8 | 22.3 | R
EG | 4739 | ISOCYANURATE | FACED SINGLE MATERIAL | PAPER | ROOF DECK | NO | NO | 3.9 | 23 | R
EG | 4740 | ISOCYANURATE | FACED SINGLE MATERIAL | PAPER | ROOF DECK | NO | NO | 4 | 23.6 | R
EG | 4741 | ISOCYANURATE | FACED SINGLE MATERIAL | PAPER | ROOF DECK | NO | NO | 4.1 | 24.2 | R
EG | 4742 | ISOCYANURATE | FACED SINGLE MATERIAL | PAPER | ROOF DECK | NO | NO | 4.2 | 24.8 | R
EG | 47A0 | ISOCYANURATE | FACED SINGLE MATERIAL | PAPER | ROOF DECK | NO | NO | 1 | 5.7 | R
EG | 47A5 | ISOCYANURATE | FACED SINGLE MATERIAL | PAPER | ROOF DECK | NO | NO | 1.5 | 8.6 | R
EG | 47B0 | ISOCYANURATE | FACED SINGLE MATERIAL | PAPER | ROOF DECK | NO | NO | 2 | 11.4 | R
EG | 47B1 | ISOCYANURATE | FACED SINGLE MATERIAL | PAPER | ROOF DECK | NO | NO | 2.1 | 12 | R
EG | 47B2 | ISOCYANURATE | FACED SINGLE MATERIAL | PAPER | ROOF DECK | NO | NO | 2.2 | 12.6 | R
EG | 47B5 | ISOCYANURATE | FACED SINGLE MATERIAL | PAPER | ROOF DECK | NO | NO | 2.5 | 14.4 | R
EG | 47B6 | ISOCYANURATE | FACED SINGLE MATERIAL | PAPER | ROOF DECK | NO | NO | 2.6 | 15 | R
EG | 47C0 | ISOCYANURATE | FACED SINGLE MATERIAL | PAPER | ROOF DECK | NO | NO | 3 | 17.4 | R
EG | 47C3 | ISOCYANURATE | FACED SINGLE MATERIAL | PAPER | ROOF DECK | NO | NO | 3.3 | 19.2 | R
EG | 47C5 | ISOCYANURATE | FACED SINGLE MATERIAL | PAPER | ROOF DECK | NO | NO | 3.5 | 20.5 | R
EG | 47D0 | ISOCYANURATE | FACED SINGLE MATERIAL | PAPER | ROOF DECK | NO | NO | 4 | 23.6 | R
EG | 47D5 | ISOCYANURATE | FACED SINGLE MATERIAL | PAPER | ROOF DECK | NO | NO | 1.75 | 10 | R
EG | 47D6 | ISOCYANURATE | FACED SINGLE MATERIAL | PAPER | ROOF DECK | NO | NO | 1.75 | 10 | R
EG | 47D8 | ISOCYANURATE | FACED SINGLE MATERIAL | PAPER | ROOF DECK | NO | NO | 3.25 | 18.9 | R
EG | 47D45 | ISOCYANURATE | FACED SINGLE MATERIAL | PAPER | ROOF DECK | NO | NO | 4.5 | 26.6 | R
EGH | 47H1 | ISOCYANURATE | FACED SINGLE MATERIAL | PAPER | ROOF DECK | NO | NO | 0.5 | 2.5 | R
EGH | 47H2 | ISOCYANURATE | FACED SINGLE MATERIAL | PAPER | ROOF DECK | NO | NO | 0.5 | 2.5 | R
EGP | 47H3 | ISOCYANURATE | FACED SINGLE MATERIAL | PAPER | ROOF DECK | NO | NO | 0.5 | 2.5 | R
EGP | 47H4 | ISOCYANURATE | FACED SINGLE MATERIAL | PAPER | ROOF DECK | NO | NO | 0.5 | 2.5 | R
EGU | 4A00 | ISOCYANURATE | FACED SINGLE MATERIAL | PAPER | ROOF DECK | NO | NO | 1 | 5.7 | R
EGU | 4A05 | ISOCYANURATE | FACED SINGLE MATERIAL | PAPER | ROOF DECK | NO | NO | 1.5 | 8.6 | R
EGU | 4A10 | ISOCYANURATE | FACED SINGLE MATERIAL | PAPER | ROOF DECK | NO | NO | 2 | 11.4 | R
EGU | 4A16 | ISOCYANURATE | FACED SINGLE MATERIAL | PAPER | ROOF DECK | NO | NO | 2.6 | 15 | R
EGU | 4A20 | ISOCYANURATE | FACED SINGLE MATERIAL | PAPER | ROOF DECK | NO | NO | 3 | 17.4 | R
EGU | 4A23 | ISOCYANURATE | FACED SINGLE MATERIAL | PAPER | ROOF DECK | NO | NO | 3.3 | 19.2 | R
EGU | 4A30 | ISOCYANURATE | FACED SINGLE MATERIAL | PAPER | ROOF DECK | NO | NO | 4 | 23.6 | R
EGU | 4A33 | ISOCYANURATE | FACED SINGLE MATERIAL | PAPER | ROOF DECK | NO | NO | 1 | 5.7 | R
EGU | 4A42 | ISOCYANURATE | FACED SINGLE MATERIAL | PAPER | ROOF DECK | NO | NO | 2 | 11.4 | R
* DESCRIPTION OF BRAND CODES:
EG = ENERGYGUARD
| EGH = ENERGYGUARD HD | EGU = ENERGYGUARD ULTRA
EGP = ENERGYGUARD HD PLUS
Hunter Panels - T 1420 |  |  |  | Updated 03/12/2025
CV | COOL-VENT | ISOCYANURATE | COMPOSITE | WAFERBOARD | ROOF DECK | NO | NO | 2.5 | 5.7 | R
CV | COOL-VENT | ISOCYANURATE | COMPOSITE | WAFERBOARD | ROOF DECK | NO | NO | 3 | 8.6 | R
CV | COOL-VENT | ISOCYANURATE | COMPOSITE | WAFERBOARD | ROOF DECK | NO | NO | 3.5 | 11.4 | R
CV | COOL-VENT | ISOCYANURATE | COMPOSITE | WAFERBOARD | ROOF DECK | NO | NO | 4 | 14.4 | R
CV | COOL-VENT | ISOCYANURATE | COMPOSITE | WAFERBOARD | ROOF DECK | NO | NO | 4.1 | 15 | R
CV | COOL-VENT | ISOCYANURATE | COMPOSITE | WAFERBOARD | ROOF DECK | NO | NO | 4.5 | 17.4 | R
CV | COOL-VENT | ISOCYANURATE | COMPOSITE | WAFERBOARD | ROOF DECK | NO | NO | 5 | 20.5 | R
HSD | H-SHIELD | ISOCYANURATE | FACED SINGLE MATERIAL | PAPER | ROOF DECK | NO | NO | 1 | 5.7 | R
HSD | H-SHIELD | ISOCYANURATE | FACED SINGLE MATERIAL | PAPER | ROOF DECK | NO | NO | 1.5 | 8.6 | R
HSD | H-SHIELD | ISOCYANURATE | FACED SINGLE MATERIAL | PAPER | ROOF DECK | NO | NO | 2 | 11.4 | R
HSD | H-SHIELD | ISOCYANURATE | FACED SINGLE MATERIAL | PAPER | ROOF DECK | NO | NO | 2.5 | 14.4 | R
HSD | H-SHIELD | ISOCYANURATE | FACED SINGLE MATERIAL | PAPER | ROOF DECK | NO | NO | 2.7 | 15.6 | R
HSD | H-SHIELD | ISOCYANURATE | FACED SINGLE MATERIAL | PAPER | ROOF DECK | NO | NO | 3 | 17.4 | R
HSD | H-SHIELD | ISOCYANURATE | FACED SINGLE MATERIAL | PAPER | ROOF DECK | NO | NO | 3.5 | 20.5 | R
HSD | H-SHIELD | ISOCYANURATE | FACED SINGLE MATERIAL | PAPER | ROOF DECK | NO | NO | 4 | 23.6 | R
HCG | H-SHIELD CG | ISOCYANURATE | FACED SINGLE MATERIAL | COATED GLASS FELT | ROOF DECK | NO | NO | 1 | 5.7 | R
HCG | H-SHIELD CG | ISOCYANURATE | FACED SINGLE MATERIAL | COATED GLASS FELT | ROOF DECK | NO | NO | 1.5 | 8.6 | R
HCG | H-SHIELD CG | ISOCYANURATE | FACED SINGLE MATERIAL | COATED GLASS FELT | ROOF DECK | NO | NO | 2 | 11.4 | R
HCG | H-SHIELD CG | ISOCYANURATE | FACED SINGLE MATERIAL | COATED GLASS FELT | ROOF DECK | NO | NO | 2.7 | 15.6 | R
HCG | H-SHIELD CG | ISOCYANURATE | FACED SINGLE MATERIAL | COATED GLASS FELT | ROOF DECK | NO | NO | 3 | 17.4 | R
HCG | H-SHIELD CG | ISOCYANURATE | FACED SINGLE MATERIAL | COATED GLASS FELT | ROOF DECK | NO | NO | 4 | 23.6 | R
HFF | H-SHIELD F | ISOCYANURATE | FACED SINGLE MATERIAL | ALUM FOIL CRAFT | ROOF DECK | NO | NO | 1 | 6.5 ** | R
HFF | H-SHIELD F | ISOCYANURATE | FACED SINGLE MATERIAL | ALUM FOIL CRAFT | ROOF DECK | NO | NO | 1.5 | 10.0 ** | R
HFF | H-SHIELD F | ISOCYANURATE | FACED SINGLE MATERIAL | ALUM FOIL CRAFT | ROOF DECK | NO | NO | 2 | 13.3 ** | R
HFF | H-SHIELD F | ISOCYANURATE | FACED SINGLE MATERIAL | ALUM FOIL CRAFT | ROOF DECK | NO | NO | 3 | 20.3 ** | R
HFF | H-SHIELD F | ISOCYANURATE | FACED SINGLE MATERIAL | ALUM FOIL CRAFT | ROOF DECK | NO | NO | 4 | 27.0 ** | R
HHD | H-SHIELD HD | ISOCYANURATE | FACED SINGLE MATERIAL | COATED GLASS FELT | ROOF DECK | NO | NO | 0.5 | 2.5 | R
HHC | H-SHIELD HD COMPOSITE | ISOCYANURATE | COMPOSITE | COATED GLASS FELT | ROOF DECK | NO | NO | 2.5 | 13.9 | R
HHC | H-SHIELD HD COMPOSITE | ISOCYANURATE | COMPOSITE | COATED GLASS FELT | ROOF DECK | NO | NO | 3 | 16.9 | R
HDMA | H-SHIELD HD-MA | ISOCYANURATE | FACED SINGLE MATERIAL | PAPER | ROOF DECK | NO | NO | 0.5 | 2.5 | R
HNB | H-SHIELD NB | ISOCYANURATE | COMPOSITE | WAFERBOARD | ROOF DECK | NO | NO | 1.5 | 6.2 | R
HNB | H-SHIELD NB | ISOCYANURATE | COMPOSITE | WAFERBOARD | ROOF DECK | NO | NO | 2 | 9.2 | R
HNB | H-SHIELD NB | ISOCYANURATE | COMPOSITE | WAFERBOARD | ROOF DECK | NO | NO | 3 | 15 | R
HNB | H-SHIELD NB | ISOCYANURATE | COMPOSITE | WAFERBOARD | ROOF DECK | NO | NO | 4 | 21.1 | R
HSP | H-SHIELD PREMIER | ISOCYANURATE | FACED SINGLE MATERIAL | COATED GLASS FELT | ROOF DECK | NO | NO | 1 | 5.7 | R
HWF | H-SHIELD WF | ISOCYANURATE | COMPOSITE | FIBERBOARD | ROOF DECK | NO | NO | 1.5 | 7 | R
HWF | H-SHIELD WF | ISOCYANURATE | COMPOSITE | FIBERBOARD | ROOF DECK | NO | NO | 2 | 10 | R
HWF | H-SHIELD WF | ISOCYANURATE | COMPOSITE | FIBERBOARD | ROOF DECK | NO | NO | 2.5 | 12.8 | R
HWF | H-SHIELD WF | ISOCYANURATE | COMPOSITE | FIBERBOARD | ROOF DECK | NO | NO | 3 | 15.8 | R
HWF | H-SHIELD WF | ISOCYANURATE | COMPOSITE | FIBERBOARD | ROOF DECK | NO | NO | 3.5 | 18.8 | R
HWF | H-SHIELD WF | ISOCYANURATE | COMPOSITE | FIBERBOARD | ROOF DECK | NO | NO | 4 | 21.9 | R
HCG | PW-CG | ISOCYANURATE | FACED SINGLE MATERIAL | COATED GLASS FELT | ROOF DECK | NO | NO | 1 | 5.7 | R
HCG | PW-CG | ISOCYANURATE | FACED SINGLE MATERIAL | COATED GLASS FELT | ROOF DECK | NO | NO | 1.5 | 8.6 | R
HCG | PW-CG | ISOCYANURATE | FACED SINGLE MATERIAL | COATED GLASS FELT | ROOF DECK | NO | NO | 2 | 11.4 | R
HCG | PW-CG | ISOCYANURATE | FACED SINGLE MATERIAL | COATED GLASS FELT | ROOF DECK | NO | NO | 2.7 | 15.6 | R
HCG | PW-CG | ISOCYANURATE | FACED SINGLE MATERIAL | COATED GLASS FELT | ROOF DECK | NO | NO | 3 | 17.4 | R
HCG | PW-CG | ISOCYANURATE | FACED SINGLE MATERIAL | COATED GLASS FELT | ROOF DECK | NO | NO | 4 | 23.6 | R
XCC | XCI CG | ISOCYANURATE | FACED SINGLE MATERIAL | COATED GLASS FELT | WALL | NO | YES | 0.5 | 3 | R
XCC | XCI CG | ISOCYANURATE | FACED SINGLE MATERIAL | COATED GLASS FELT | WALL | NO | YES | 0.75 | 4.5 | R
XCC | XCI CG | ISOCYANURATE | FACED SINGLE MATERIAL | COATED GLASS FELT | WALL | NO | YES | 1 | 6 | R
XCC | XCI CG | ISOCYANURATE | FACED SINGLE MATERIAL | COATED GLASS FELT | WALL | NO | YES | 1.5 | 9 | R
XCC | XCI CG | ISOCYANURATE | FACED SINGLE MATERIAL | COATED GLASS FELT | WALL | NO | YES | 2 | 12.1 | R
XCC | XCI CG | ISOCYANURATE | FACED SINGLE MATERIAL | COATED GLASS FELT | WALL | NO | YES | 2.5 | 15.3 | R
XCC | XCI CG | ISOCYANURATE | FACED SINGLE MATERIAL | COATED GLASS FELT | WALL | NO | YES | 3 | 18.5 | R
XCC | XCI CG | ISOCYANURATE | FACED SINGLE MATERIAL | COATED GLASS FELT | WALL | NO | YES | 3.3 | 20.4 | R
XCC | XCI CG | ISOCYANURATE | FACED SINGLE MATERIAL | COATED GLASS FELT | WALL | NO | YES | 3.5 | 21.7 | R
XCC | XCI CG | ISOCYANURATE | FACED SINGLE MATERIAL | COATED GLASS FELT | WALL | NO | YES | 4 | 24.9 | R
XCC | XCI CG | ISOCYANURATE | FACED SINGLE MATERIAL | COATED GLASS FELT | WALL | NO | YES | 4.5 | 28.1 | R
XCA | XCI CLASS A | ISOCYANURATE | FACED SINGLE MATERIAL | METAL FOIL | WALL | YES | YES | 1 | 6.3 | R
XCA | XCI CLASS A | ISOCYANURATE | FACED SINGLE MATERIAL | METAL FOIL | WALL | YES | YES | 1.5 | 9.5 | R
XCA | XCI CLASS A | ISOCYANURATE | FACED SINGLE MATERIAL | METAL FOIL | WALL | YES | YES | 2 | 13 | R
XCA | XCI CLASS A | ISOCYANURATE | FACED SINGLE MATERIAL | METAL FOIL | WALL | YES | YES | 2.5 | 16 | R
XCA | XCI CLASS A | ISOCYANURATE | FACED SINGLE MATERIAL | METAL FOIL | WALL | YES | YES | 3 | 19 | R
XCA | XCI CLASS A | ISOCYANURATE | FACED SINGLE MATERIAL | METAL FOIL | WALL | YES | YES | 3.5 | 22 | R
XCF | XCI FOIL | ISOCYANURATE | FACED SINGLE MATERIAL | ALUMINUM FOIL KRAFT | WALL | NO | YES | 0.5 | 3 | R
XCF | XCI FOIL | ISOCYANURATE | FACED SINGLE MATERIAL | ALUMINUM FOIL KRAFT | WALL | NO | YES | 0.75 | 4.5 | R
XCF | XCI FOIL | ISOCYANURATE | FACED SINGLE MATERIAL | ALUMINUM FOIL KRAFT | WALL | NO | YES | 1 | 6 | R
XCF | XCI FOIL | ISOCYANURATE | FACED SINGLE MATERIAL | ALUMINUM FOIL KRAFT | WALL | NO | YES | 1.5 | 9 | R
XCF | XCI FOIL | ISOCYANURATE | FACED SINGLE MATERIAL | ALUMINUM FOIL KRAFT | WALL | NO | YES | 2 | 12.1 | R
XCF | XCI FOIL | ISOCYANURATE | FACED SINGLE MATERIAL | ALUMINUM FOIL KRAFT | WALL | NO | YES | 2.5 | 15.3 | R
XCF | XCI FOIL | ISOCYANURATE | FACED SINGLE MATERIAL | ALUMINUM FOIL KRAFT | WALL | NO | YES | 2.7 | 16.6 | R
XCF | XCI FOIL | ISOCYANURATE | FACED SINGLE MATERIAL | ALUMINUM FOIL KRAFT | WALL | NO | YES | 3 | 18.5 | R
XCF | XCI FOIL | ISOCYANURATE | FACED SINGLE MATERIAL | ALUMINUM FOIL KRAFT | WALL | NO | YES | 3.5 | 21.7 | R
XCF | XCI FOIL | ISOCYANURATE | FACED SINGLE MATERIAL | ALUMINUM FOIL KRAFT | WALL | NO | YES | 4 | 24.9 | R
XCF | XCI FOIL | ISOCYANURATE | FACED SINGLE MATERIAL | ALUMINUM FOIL KRAFT | WALL | NO | YES | 4.5 | 28.1 | R
XAP | XCI CLASS A PLUS | ISOCYANURATE | FACED SINGLE MATERIAL | METAL FOIL | WALL | YES | YES | 1 | 6.6 | R
XAP | XCI CLASS A PLUS | ISOCYANURATE | FACED SINGLE MATERIAL | METAL FOIL | WALL | YES | YES | 1.5 | 9.7 | R
XAP | XCI CLASS A PLUS | ISOCYANURATE | FACED SINGLE MATERIAL | METAL FOIL | WALL | YES | YES | 2 | 13 | R
XCI | XCI 286 | ISOCYANURATE | FACED SINGLE MATERIAL | METAL FOIL | WALL | YES | YES | 1 | 6.3 | R
XCI | XCI 286 | ISOCYANURATE | FACED SINGLE MATERIAL | METAL FOIL | WALL | YES | YES | 1.2 | 7.6 | R
XCI | XCI 286 | ISOCYANURATE | FACED SINGLE MATERIAL | METAL FOIL | WALL | YES | YES | 1.5 | 9.5 | R
XCI | XCI 286 | ISOCYANURATE | FACED SINGLE MATERIAL | METAL FOIL | WALL | YES | YES | 1.6 | 10.1 | R
XCI | XCI 286 | ISOCYANURATE | FACED SINGLE MATERIAL | METAL FOIL | WALL | YES | YES | 2 | 13 | R
XCI | XCI 286 | ISOCYANURATE | FACED SINGLE MATERIAL | METAL FOIL | WALL | YES | YES | 2.1 | 13.5 | R
XCI | XCI 286 | ISOCYANURATE | FACED SINGLE MATERIAL | METAL FOIL | WALL | YES | YES | 2.5 | 16 | R
XCI | XCI 286 | ISOCYANURATE | FACED SINGLE MATERIAL | METAL FOIL | WALL | YES | YES | 3 | 19 | R
XCI | XCI 286 | ISOCYANURATE | FACED SINGLE MATERIAL | METAL FOIL | WALL | YES | YES | 3.1 | 19.5 | R
XCI | XCI 286 | ISOCYANURATE | FACED SINGLE MATERIAL | METAL FOIL | WALL | YES | YES | 3.5 | 22 | R
XCN | XCI NB | ISOCYANURATE | COMPOSITE | WAFERBOARD | WALL | NO | NO | 1.5 | 6.6 | R
XCN | XCI NB | ISOCYANURATE | COMPOSITE | WAFERBOARD | WALL | NO | NO | 2 | 9.6 | R
XCN | XCI NB | ISOCYANURATE | COMPOSITE | WAFERBOARD | WALL | NO | NO | 2.1 | 10.2 | R
XCN | XCI NB | ISOCYANURATE | COMPOSITE | WAFERBOARD | WALL | NO | NO | 2.5 | 12.7 | R
XCN | XCI NB | ISOCYANURATE | COMPOSITE | WAFERBOARD | WALL | NO | NO | 3 | 15.9 | R
XCN | XCI NB | ISOCYANURATE | COMPOSITE | WAFERBOARD | WALL | NO | NO | 3.5 | 19.1 | R
XCN | XCI NB | ISOCYANURATE | COMPOSITE | WAFERBOARD | WALL | NO | NO | 4.5 | 25.6 | R
XCP | XCI PLY | ISOCYANURATE | COMPOSITE | PLYWOOD | WALL | NO | NO | 1.6 | 6.6 | R
XCP | XCI PLY | ISOCYANURATE | COMPOSITE | PLYWOOD | WALL | NO | NO | 1.7 | 7.2 | R
XCP | XCI PLY | ISOCYANURATE | COMPOSITE | PLYWOOD | WALL | NO | NO | 2.1 | 9.6 | R
XCP | XCI PLY | ISOCYANURATE | COMPOSITE | PLYWOOD | WALL | NO | NO | 2.2 | 10.2 | R
XCP | XCI PLY | ISOCYANURATE | COMPOSITE | PLYWOOD | WALL | NO | NO | 2.6 | 12.7 | R
XCP | XCI PLY | ISOCYANURATE | COMPOSITE | PLYWOOD | WALL | NO | NO | 2.7 | 13.3 | R
XCP | XCI PLY | ISOCYANURATE | COMPOSITE | PLYWOOD | WALL | NO | NO | 3.1 | 15.9 | R
XCP | XCI PLY | ISOCYANURATE | COMPOSITE | PLYWOOD | WALL | NO | NO | 3.2 | 16.4 | R
XCP | XCI PLY | ISOCYANURATE | COMPOSITE | PLYWOOD | WALL | NO | NO | 3.6 | 18.5 | R
XCP | XCI PLY | ISOCYANURATE | COMPOSITE | PLYWOOD | WALL | NO | NO | 3.7 | 19.1 | R
XCP | XCI PLY | ISOCYANURATE | COMPOSITE | PLYWOOD | WALL | NO | NO | 3.8 | 19.6 | R
XCP | XCI PLY | ISOCYANURATE | COMPOSITE | PLYWOOD | WALL | NO | NO | 4.1 | 21.1 | R
XCP | XCI PLY | ISOCYANURATE | COMPOSITE | PLYWOOD | WALL | NO | NO | 4.7 | 24.1 | R
**= Initial R-Values
* DESCRIPTION OF BRAND CODES:
| CV = COOL-VENT | HHC = H-SHIELD HD COMPOSITE | HFF = H-SHIELD-F | HWF = H-SHIELD-WF | XCC = XCI CG | XCP = XCI PLY
| HCG = H-SHIELD-CG | HHD=H-SHIELD HD | HSD = H-SHIELD | XAP = XCI CLASS A PLUS | XCF = XCI FOIL | XCN = XCI NB
| HDMA = H-SHIELD HD-MA | HNB = H-SHIELD-NB | HSP = H-SHIELD PREMIER | XCA = XCI CLASS A | XCI = XCI 286
Johns Manville - T 1341 |  |  |  | Updated 11/10/2022
JM | AP FOIL-FACED SHEATH | ISOCYANURATE | FACED SINGLE MATERIAL | METAL FOIL | WALL | NO | YES | 0.5 | 2.9 | R
JM | AP FOIL-FACED SHEATH | ISOCYANURATE | FACED SINGLE MATERIAL | METAL FOIL | WALL | NO | YES | 0.62 | 3.5 | R
JM | AP FOIL-FACED SHEATH | ISOCYANURATE | FACED SINGLE MATERIAL | METAL FOIL | WALL | NO | YES | 0.75 | 5 | R
JM | AP FOIL-FACED SHEATH | ISOCYANURATE | FACED SINGLE MATERIAL | METAL FOIL | WALL | NO | YES | 1 | 6 | R
JM | AP FOIL-FACED SHEATH | ISOCYANURATE | FACED SINGLE MATERIAL | METAL FOIL | WALL | NO | YES | 1.2 | 7.5 | R
JM | AP FOIL-FACED SHEATH | ISOCYANURATE | FACED SINGLE MATERIAL | METAL FOIL | WALL | NO | YES | 1.5 | 9.3 | R
JM | AP FOIL-FACED SHEATH | ISOCYANURATE | FACED SINGLE MATERIAL | METAL FOIL | WALL | NO | YES | 1.55 | 9.6 | R
JM | AP FOIL-FACED SHEATH | ISOCYANURATE | FACED SINGLE MATERIAL | METAL FOIL | WALL | NO | YES | 1.65 | 10 | R
JM | AP FOIL-FACED SHEATH | ISOCYANURATE | FACED SINGLE MATERIAL | METAL FOIL | WALL | NO | YES | 2 | 13 | R
JM | AP FOIL-FACED SHEATH | ISOCYANURATE | FACED SINGLE MATERIAL | METAL FOIL | WALL | NO | YES | 2.5 | 16 | R
JM | AP FOIL-FACED SHEATH | ISOCYANURATE | FACED SINGLE MATERIAL | METAL FOIL | WALL | NO | YES | 3 | 19 | R
JM | AP FOIL-FACED SHEATH | ISOCYANURATE | FACED SINGLE MATERIAL | METAL FOIL | WALL | NO | YES | 3.5 | 22 | R
JM | AP FOIL-FACED SHEATH | ISOCYANURATE | FACED SINGLE MATERIAL | METAL FOIL | WALL | NO | YES | 4 | 26 | R
JM | AP FOIL-FACED SHEATH | ISOCYANURATE | FACED SINGLE MATERIAL | METAL FOIL | WALL | NO | YES | 4.5 | 28 | R
JM | CIMAX 0.5 | ISOCYANURATE | FACED SINGLE MATERIAL | METAL FOIL | WALL | YES | YES | 0.5 | 2.9 | R
JM | CIMAX 0.77 | ISOCYANURATE | FACED SINGLE MATERIAL | METAL FOIL | WALL | YES | YES | 0.77 | 4.5 | R
JM | CIMAX 0.85 | ISOCYANURATE | FACED SINGLE MATERIAL | METAL FOIL | WALL | YES | YES | 0.85 | 5 | R
JM | CIMAX 1 | ISOCYANURATE | FACED SINGLE MATERIAL | METAL FOIL | WALL | YES | YES | 1 | 6 | R
JM | CIMAX 1.50 | ISOCYANURATE | FACED SINGLE MATERIAL | METAL FOIL | WALL | YES | YES | 1.5 | 9.3 | R
JM | CIMAX 1.55 | ISOCYANURATE | FACED SINGLE MATERIAL | METAL FOIL | WALL | YES | YES | 1.55 | 9.6 | R
JM | CIMAX 1.65 | ISOCYANURATE | FACED SINGLE MATERIAL | METAL FOIL | WALL | YES | YES | 1.65 | 10 | R
JM | CIMAX 2 | ISOCYANURATE | FACED SINGLE MATERIAL | METAL FOIL | WALL | YES | YES | 2 | 13 | R
JM | CIMAX 2.5 | ISOCYANURATE | FACED SINGLE MATERIAL | METAL FOIL | WALL | YES | YES | 2.5 | 16 | R
JM | CIMAX 3 | ISOCYANURATE | FACED SINGLE MATERIAL | METAL FOIL | WALL | YES | YES | 3 | 19 | R
JM | CIMAX 3.5 | ISOCYANURATE | FACED SINGLE MATERIAL | METAL FOIL | WALL | YES | YES | 3.5 | 22 | R
JM | CIMAX 4 | ISOCYANURATE | FACED SINGLE MATERIAL | METAL FOIL | WALL | YES | YES | 4 | 26 | R
JM | ENRGY 3® 0.5" | ISOCYANURATE | FACED SINGLE MATERIAL | PAPER | ROOF DECK | NO | NO | 0.5 | 3 | R
JM | ENRGY 3® 0.75" | ISOCYANURATE | FACED SINGLE MATERIAL | PAPER | ROOF DECK | NO | NO | 0.75 | 4.5 | R
JM | ENRGY 3® 1" | ISOCYANURATE | FACED SINGLE MATERIAL | PAPER | ROOF DECK | NO | NO | 1 | 5.7 | R
JM | ENRGY 3® 1.1" | ISOCYANURATE | FACED SINGLE MATERIAL | PAPER | ROOF DECK | NO | NO | 1.1 | 6.3 | R
JM | ENRGY 3® 1.2" | ISOCYANURATE | FACED SINGLE MATERIAL | PAPER | ROOF DECK | NO | NO | 1.2 | 6.8 | R
JM | ENRGY 3® 1.25" | ISOCYANURATE | FACED SINGLE MATERIAL | PAPER | ROOF DECK | NO | NO | 1.25 | 7.1 | R
JM | ENRGY 3® 1.3" | ISOCYANURATE | FACED SINGLE MATERIAL | PAPER | ROOF DECK | NO | NO | 1.3 | 7.4 | R
JM | ENRGY 3® 1.4" | ISOCYANURATE | FACED SINGLE MATERIAL | PAPER | ROOF DECK | NO | NO | 1.4 | 8 | R
JM | ENRGY 3® 1.5" | ISOCYANURATE | FACED SINGLE MATERIAL | PAPER | ROOF DECK | NO | NO | 1.5 | 8.6 | R
JM | ENRGY 3® 1.6" | ISOCYANURATE | FACED SINGLE MATERIAL | PAPER | ROOF DECK | NO | NO | 1.6 | 9.1 | R
JM | ENRGY 3® 1.7" | ISOCYANURATE | FACED SINGLE MATERIAL | PAPER | ROOF DECK | NO | NO | 1.7 | 9.7 | R
JM | ENRGY 3® 1.75" | ISOCYANURATE | FACED SINGLE MATERIAL | PAPER | ROOF DECK | NO | NO | 1.75 | 10 | R
JM | ENRGY 3® 1.8" | ISOCYANURATE | FACED SINGLE MATERIAL | PAPER | ROOF DECK | NO | NO | 1.8 | 10.3 | R
JM | ENRGY 3® 1.9" | ISOCYANURATE | FACED SINGLE MATERIAL | PAPER | ROOF DECK | NO | NO | 1.9 | 10.8 | R
JM | ENRGY 3® 2" | ISOCYANURATE | FACED SINGLE MATERIAL | PAPER | ROOF DECK | NO | NO | 2 | 11.4 | R
JM | ENRGY 3® 2.1" | ISOCYANURATE | FACED SINGLE MATERIAL | PAPER | ROOF DECK | NO | NO | 2.1 | 12 | R
JM | ENRGY 3® 2.2" | ISOCYANURATE | FACED SINGLE MATERIAL | PAPER | ROOF DECK | NO | NO | 2.2 | 12.6 | R
JM | ENRGY 3® 2.25" | ISOCYANURATE | FACED SINGLE MATERIAL | PAPER | ROOF DECK | NO | NO | 2.25 | 12.9 | R
JM | ENRGY 3® 2.3" | ISOCYANURATE | FACED SINGLE MATERIAL | PAPER | ROOF DECK | NO | NO | 2.3 | 13.2 | R
JM | ENRGY 3® 2.4" | ISOCYANURATE | FACED SINGLE MATERIAL | PAPER | ROOF DECK | NO | NO | 2.4 | 13.8 | R
JM | ENRGY 3® 2.5" | ISOCYANURATE | FACED SINGLE MATERIAL | PAPER | ROOF DECK | NO | NO | 2.5 | 14.4 | R
JM | ENRGY 3® 2.6" | ISOCYANURATE | FACED SINGLE MATERIAL | PAPER | ROOF DECK | NO | NO | 2.6 | 15 | R
JM | ENRGY 3® 2.7" | ISOCYANURATE | FACED SINGLE MATERIAL | PAPER | ROOF DECK | NO | NO | 2.7 | 15.6 | R
JM | ENRGY 3® 2.75" | ISOCYANURATE | FACED SINGLE MATERIAL | PAPER | ROOF DECK | NO | NO | 2.75 | 15.9 | R
JM | ENRGY 3® 2.8" | ISOCYANURATE | FACED SINGLE MATERIAL | PAPER | ROOF DECK | NO | NO | 2.8 | 16.2 | R
JM | ENRGY 3® 2.9" | ISOCYANURATE | FACED SINGLE MATERIAL | PAPER | ROOF DECK | NO | NO | 2.9 | 16.8 | R
JM | ENRGY 3® 3" | ISOCYANURATE | FACED SINGLE MATERIAL | PAPER | ROOF DECK | NO | NO | 3 | 17.4 | R
JM | ENRGY 3® 3.1" | ISOCYANURATE | FACED SINGLE MATERIAL | PAPER | ROOF DECK | NO | NO | 3.1 | 18 | R
JM | ENRGY 3® 3.2" | ISOCYANURATE | FACED SINGLE MATERIAL | PAPER | ROOF DECK | NO | NO | 3.2 | 18.6 | R
JM | ENRGY 3® 3.25" | ISOCYANURATE | FACED SINGLE MATERIAL | PAPER | ROOF DECK | NO | NO | 3.25 | 18.9 | R
JM | ENRGY 3® 3.3" | ISOCYANURATE | FACED SINGLE MATERIAL | PAPER | ROOF DECK | NO | NO | 3.3 | 19.2 | R
JM | ENRGY 3® 3.4" | ISOCYANURATE | FACED SINGLE MATERIAL | PAPER | ROOF DECK | NO | NO | 3.4 | 19.9 | R
JM | ENRGY 3® 3.5" | ISOCYANURATE | FACED SINGLE MATERIAL | PAPER | ROOF DECK | NO | NO | 3.5 | 20.5 | R
JM | ENRGY 3® 3.6" | ISOCYANURATE | FACED SINGLE MATERIAL | PAPER | ROOF DECK | NO | NO | 3.6 | 21.1 | R
JM | ENRGY 3® 3.7" | ISOCYANURATE | FACED SINGLE MATERIAL | PAPER | ROOF DECK | NO | NO | 3.7 | 21.7 | R
JM | ENRGY 3® 3.75" | ISOCYANURATE | FACED SINGLE MATERIAL | PAPER | ROOF DECK | NO | NO | 3.75 | 22 | R
JM | ENRGY 3® 3.8" | ISOCYANURATE | FACED SINGLE MATERIAL | PAPER | ROOF DECK | NO | NO | 3.8 | 22.3 | R
JM | ENRGY 3® 3.9" | ISOCYANURATE | FACED SINGLE MATERIAL | PAPER | ROOF DECK | NO | NO | 3.9 | 23 | R
JM | ENRGY 3® 4" | ISOCYANURATE | FACED SINGLE MATERIAL | PAPER | ROOF DECK | NO | NO | 4 | 23.6 | R
JM | ENRGY 3® 4.1" | ISOCYANURATE | FACED SINGLE MATERIAL | PAPER | ROOF DECK | NO | NO | 4.1 | 24.2 | R
JM | ENRGY 3® 4.2" | ISOCYANURATE | FACED SINGLE MATERIAL | PAPER | ROOF DECK | NO | NO | 4.2 | 24.9 | R
JM | ENRGY 3® 4.3" | ISOCYANURATE | FACED SINGLE MATERIAL | PAPER | ROOF DECK | NO | NO | 4.3 | 25.5 | R
JM | ENRGY 3® 4.4" | ISOCYANURATE | FACED SINGLE MATERIAL | PAPER | ROOF DECK | NO | NO | 4.4 | 26.1 | R
JM | ENRGY 3® 4.5" | ISOCYANURATE | FACED SINGLE MATERIAL | PAPER | ROOF DECK | NO | NO | 4.5 | 26.8 | R
JM | Tapered ENRGY 3® 1A | ISOCYANURATE | FACED SINGLE MATERIAL | PAPER | ROOF DECK | NO | NO | 0.5** | 3.6 | R
JM | Tapered ENRGY 3® 1B | ISOCYANURATE | FACED SINGLE MATERIAL | PAPER | ROOF DECK | NO | NO | 0.75** | 5 | R
JM | Tapered ENRGY 3® 01 | ISOCYANURATE | FACED SINGLE MATERIAL | PAPER | ROOF DECK | NO | NO | 1** | 6.4 | R
JM | Tapered ENRGY 3® 02 | ISOCYANURATE | FACED SINGLE MATERIAL | PAPER | ROOF DECK | NO | NO | 1.25** | 7.8 | R
JM | Tapered ENRGY 3® 03 | ISOCYANURATE | FACED SINGLE MATERIAL | PAPER | ROOF DECK | NO | NO | 1.5** | 9.3 | R
JM | Tapered ENRGY 3® 04 | ISOCYANURATE | FACED SINGLE MATERIAL | PAPER | ROOF DECK | NO | NO | 1.75** | 10.7 | R
JM | Tapered ENRGY 3® 05 | ISOCYANURATE | FACED SINGLE MATERIAL | PAPER | ROOF DECK | NO | NO | 2** | 12.1 | R
JM | Tapered ENRGY 3® 06 | ISOCYANURATE | FACED SINGLE MATERIAL | PAPER | ROOF DECK | NO | NO | 2.25** | 13.6 | R
JM | Tapered ENRGY 3® AA | ISOCYANURATE | FACED SINGLE MATERIAL | PAPER | ROOF DECK | NO | NO | 0.5** | 4.3 | R
JM | Tapered ENRGY 3® A | ISOCYANURATE | FACED SINGLE MATERIAL | PAPER | ROOF DECK | NO | NO | 1** | 7.1 | R
JM | Tapered ENRGY 3® B | ISOCYANURATE | FACED SINGLE MATERIAL | PAPER | ROOF DECK | NO | NO | 1.5** | 10 | R
JM | Tapered ENRGY 3® C | ISOCYANURATE | FACED SINGLE MATERIAL | PAPER | ROOF DECK | NO | NO | 2** | 12.9 | R
JM | Tapered ENRGY 3® D | ISOCYANURATE | FACED SINGLE MATERIAL | PAPER | ROOF DECK | NO | NO | 2.5** | 15.9 | R
JM | Tapered ENRGY 3® E | ISOCYANURATE | FACED SINGLE MATERIAL | PAPER | ROOF DECK | NO | NO | 3** | 18.9 | R
JM | Tapered ENRGY 3® F | ISOCYANURATE | FACED SINGLE MATERIAL | PAPER | ROOF DECK | NO | NO | 3.5** | 22.1 | R
JM | Tapered ENRGY 3® G | ISOCYANURATE | FACED SINGLE MATERIAL | PAPER | ROOF DECK | NO | NO | 1** | 8.6 | R
JM | Tapered ENRGY 3® H | ISOCYANURATE | FACED SINGLE MATERIAL | PAPER | ROOF DECK | NO | NO | 2** | 14.4 | R
JM | Tapered ENRGY 3® J | ISOCYANURATE | FACED SINGLE MATERIAL | PAPER | ROOF DECK | NO | NO | 1** | 7.8 | R
JM | Tapered ENRGY 3® K | ISOCYANURATE | FACED SINGLE MATERIAL | PAPER | ROOF DECK | NO | NO | 1.75** | 12.1 | R
JM | Tapered ENRGY 3® L | ISOCYANURATE | FACED SINGLE MATERIAL | PAPER | ROOF DECK | NO | NO | 2.5** | 16.6 | R
JM | Tapered ENRGY 3® M | ISOCYANURATE | FACED SINGLE MATERIAL | PAPER | ROOF DECK | NO | NO | 3.25** | 21.2 | R
JM | Tapered ENRGY 3® I | ISOCYANURATE | FACED SINGLE MATERIAL | PAPER | ROOF DECK | NO | NO | 3** | 20.5 | R
JM | Tapered ENRGY 3® X | ISOCYANURATE | FACED SINGLE MATERIAL | PAPER | ROOF DECK | NO | NO | 0.5** | 5.7 | R
JM | Tapered ENRGY 3® Y | ISOCYANURATE | FACED SINGLE MATERIAL | PAPER | ROOF DECK | NO | NO | 1.5** | 11.4 | R
JM | Tapered ENRGY 3® Z | ISOCYANURATE | FACED SINGLE MATERIAL | PAPER | ROOF DECK | NO | NO | 2.5** | 17.4 | R
JM | Tapered ENRGY 3® ZZ | ISOCYANURATE | FACED SINGLE MATERIAL | PAPER | ROOF DECK | NO | NO | 3.5** | 23.6 | R
JM | Tapered ENRGY 3® SS | ISOCYANURATE | FACED SINGLE MATERIAL | PAPER | ROOF DECK | NO | NO | 0.5** | 7.1 | R
JM | Tapered ENRGY 3® TT | ISOCYANURATE | FACED SINGLE MATERIAL | PAPER | ROOF DECK | NO | NO | 2** | 15.9 | R
JM | Tapered ENRGY 3® Q | ISOCYANURATE | FACED SINGLE MATERIAL | PAPER | ROOF DECK | NO | NO | 0.5** | 8.6 | R
JM | Tapered ENRGY 3® QQ | ISOCYANURATE | FACED SINGLE MATERIAL | PAPER | ROOF DECK | NO | NO | 2.5** | 20.5 | R
JM | Tapered ENRGY 3® R | ISOCYANURATE | FACED SINGLE MATERIAL | PAPER | ROOF DECK | NO | NO | 0.75** | 5.7 | R
JM | Tapered ENRGY 3® S | ISOCYANURATE | FACED SINGLE MATERIAL | PAPER | ROOF DECK | NO | NO | 1.25** | 8.6 | R
JM | Tapered ENRGY 3® T | ISOCYANURATE | FACED SINGLE MATERIAL | PAPER | ROOF DECK | NO | NO | 1.75** | 11.4 | R
JM | Tapered ENRGY 3® U | ISOCYANURATE | FACED SINGLE MATERIAL | PAPER | ROOF DECK | NO | NO | 2.25** | 14.4 | R
JM | Tapered ENRGY 3® V | ISOCYANURATE | FACED SINGLE MATERIAL | PAPER | ROOF DECK | NO | NO | 2.75** | 17.4 | R
JM | Tapered ENRGY 3® W | ISOCYANURATE | FACED SINGLE MATERIAL | PAPER | ROOF DECK | NO | NO | 3.25** | 20.5 | R
JM | Tapered ENRGY 3® XX | ISOCYANURATE | FACED SINGLE MATERIAL | PAPER | ROOF DECK | NO | NO | 1** | 11.4 | R
JM | Tapered ENRGY 3® KK | ISOCYANURATE | FACED SINGLE MATERIAL | PAPER | ROOF DECK | NO | NO | 1.25** | 9.3 | R
JM | Tapered ENRGY 3® JJ | ISOCYANURATE | FACED SINGLE MATERIAL | PAPER | ROOF DECK | NO | NO | 0.5** | 5 | R
JM | Tapered ENRGY 3® FF | ISOCYANURATE | FACED SINGLE MATERIAL | PAPER | ROOF DECK | NO | NO | 4** | 25.3 | R
JM | Tapered ENRGY 3® LL | ISOCYANURATE | FACED SINGLE MATERIAL | PAPER | ROOF DECK | NO | NO | 2** | 13.6 | R
JM | Tapered ENRGY 3® MM | ISOCYANURATE | FACED SINGLE MATERIAL | PAPER | ROOF DECK | NO | NO | 2.75** | 18.2 | R
JM | ENRGY 3® 0.5" 25PSI | ISOCYANURATE | FACED SINGLE MATERIAL | PAPER | ROOF DECK | NO | NO | 0.5 | 3 | R
JM | ENRGY 3® 0.75" 25PSI | ISOCYANURATE | FACED SINGLE MATERIAL | PAPER | ROOF DECK | NO | NO | 0.75 | 4.5 | R
JM | ENRGY 3® 1" 25PSI | ISOCYANURATE | FACED SINGLE MATERIAL | PAPER | ROOF DECK | NO | NO | 1 | 5.7 | R
JM | ENRGY 3® 1.1" 25PSI | ISOCYANURATE | FACED SINGLE MATERIAL | PAPER | ROOF DECK | NO | NO | 1.1 | 6.3 | R
JM | ENRGY 3® 1.2" 25PSI | ISOCYANURATE | FACED SINGLE MATERIAL | PAPER | ROOF DECK | NO | NO | 1.2 | 6.8 | R
JM | ENRGY 3® 1.25" 25PSI | ISOCYANURATE | FACED SINGLE MATERIAL | PAPER | ROOF DECK | NO | NO | 1.25 | 7.1 | R
JM | ENRGY 3® 1.3" 25PSI | ISOCYANURATE | FACED SINGLE MATERIAL | PAPER | ROOF DECK | NO | NO | 1.3 | 7.4 | R
JM | ENRGY 3® 1.4" 25PSI | ISOCYANURATE | FACED SINGLE MATERIAL | PAPER | ROOF DECK | NO | NO | 1.4 | 8 | R
JM | ENRGY 3® 1.5" 25PSI | ISOCYANURATE | FACED SINGLE MATERIAL | PAPER | ROOF DECK | NO | NO | 1.5 | 8.6 | R
JM | ENRGY 3® 1.6" 25PSI | ISOCYANURATE | FACED SINGLE MATERIAL | PAPER | ROOF DECK | NO | NO | 1.6 | 9.1 | R
JM | ENRGY 3® 1.7" 25PSI | ISOCYANURATE | FACED SINGLE MATERIAL | PAPER | ROOF DECK | NO | NO | 1.7 | 9.7 | R
JM | ENRGY 3® 1.75" 25PSI | ISOCYANURATE | FACED SINGLE MATERIAL | PAPER | ROOF DECK | NO | NO | 1.75 | 10 | R
JM | ENRGY 3® 1.8" 25PSI | ISOCYANURATE | FACED SINGLE MATERIAL | PAPER | ROOF DECK | NO | NO | 1.8 | 10.3 | R
JM | ENRGY 3® 1.9" 25PSI | ISOCYANURATE | FACED SINGLE MATERIAL | PAPER | ROOF DECK | NO | NO | 1.9 | 10.8 | R
JM | ENRGY 3® 2" 25PSI | ISOCYANURATE | FACED SINGLE MATERIAL | PAPER | ROOF DECK | NO | NO | 2 | 11.4 | R
JM | ENRGY 3® 2.1" 25PSI | ISOCYANURATE | FACED SINGLE MATERIAL | PAPER | ROOF DECK | NO | NO | 2.1 | 12 | R
JM | ENRGY 3® 2.2" 25PSI | ISOCYANURATE | FACED SINGLE MATERIAL | PAPER | ROOF DECK | NO | NO | 2.2 | 12.6 | R
JM | ENRGY 3® 2.25" 25PSI | ISOCYANURATE | FACED SINGLE MATERIAL | PAPER | ROOF DECK | NO | NO | 2.25 | 12.9 | R
JM | ENRGY 3® 2.3" 25PSI | ISOCYANURATE | FACED SINGLE MATERIAL | PAPER | ROOF DECK | NO | NO | 2.3 | 13.2 | R
JM | ENRGY 3® 2.4" 25PSI | ISOCYANURATE | FACED SINGLE MATERIAL | PAPER | ROOF DECK | NO | NO | 2.4 | 13.8 | R
JM | ENRGY 3® 2.5" 25PSI | ISOCYANURATE | FACED SINGLE MATERIAL | PAPER | ROOF DECK | NO | NO | 2.5 | 14.4 | R
JM | ENRGY 3® 2.6" 25PSI | ISOCYANURATE | FACED SINGLE MATERIAL | PAPER | ROOF DECK | NO | NO | 2.6 | 15 | R
JM | ENRGY 3® 2.7" 25PSI | ISOCYANURATE | FACED SINGLE MATERIAL | PAPER | ROOF DECK | NO | NO | 2.7 | 15.6 | R
JM | ENRGY 3® 2.75" 25PSI | ISOCYANURATE | FACED SINGLE MATERIAL | PAPER | ROOF DECK | NO | NO | 2.75 | 15.9 | R
JM | ENRGY 3® 2.8" 25PSI | ISOCYANURATE | FACED SINGLE MATERIAL | PAPER | ROOF DECK | NO | NO | 2.8 | 16.2 | R
JM | ENRGY 3® 2.9" 25PSI | ISOCYANURATE | FACED SINGLE MATERIAL | PAPER | ROOF DECK | NO | NO | 2.9 | 16.8 | R
JM | ENRGY 3® 3" 25PSI | ISOCYANURATE | FACED SINGLE MATERIAL | PAPER | ROOF DECK | NO | NO | 3 | 17.4 | R
JM | ENRGY 3® 3.1" 25PSI | ISOCYANURATE | FACED SINGLE MATERIAL | PAPER | ROOF DECK | NO | NO | 3.1 | 18 | R
JM | ENRGY 3® 3.2" 25PSI | ISOCYANURATE | FACED SINGLE MATERIAL | PAPER | ROOF DECK | NO | NO | 3.2 | 18.6 | R
JM | ENRGY 3® 3.25" 25PSI | ISOCYANURATE | FACED SINGLE MATERIAL | PAPER | ROOF DECK | NO | NO | 3.25 | 18.9 | R
JM | ENRGY 3® 3.3" 25PSI | ISOCYANURATE | FACED SINGLE MATERIAL | PAPER | ROOF DECK | NO | NO | 3.3 | 19.2 | R
JM | ENRGY 3® 3.4" 25PSI | ISOCYANURATE | FACED SINGLE MATERIAL | PAPER | ROOF DECK | NO | NO | 3.4 | 19.9 | R
JM | ENRGY 3® 3.5" 25PSI | ISOCYANURATE | FACED SINGLE MATERIAL | PAPER | ROOF DECK | NO | NO | 3.5 | 20.5 | R
JM | ENRGY 3® 3.6" 25PSI | ISOCYANURATE | FACED SINGLE MATERIAL | PAPER | ROOF DECK | NO | NO | 3.6 | 21.1 | R
JM | ENRGY 3® 3.7" 25PSI | ISOCYANURATE | FACED SINGLE MATERIAL | PAPER | ROOF DECK | NO | NO | 3.7 | 21.7 | R
JM | ENRGY 3® 3.75" 25PSI | ISOCYANURATE | FACED SINGLE MATERIAL | PAPER | ROOF DECK | NO | NO | 3.75 | 22 | R
JM | ENRGY 3® 3.8" 25PSI | ISOCYANURATE | FACED SINGLE MATERIAL | PAPER | ROOF DECK | NO | NO | 3.8 | 22.3 | R
JM | ENRGY 3® 3.9" 25PSI | ISOCYANURATE | FACED SINGLE MATERIAL | PAPER | ROOF DECK | NO | NO | 3.9 | 23 | R
JM | ENRGY 3® 4" 25PSI | ISOCYANURATE | FACED SINGLE MATERIAL | PAPER | ROOF DECK | NO | NO | 4 | 23.6 | R
JM | ENRGY 3® 4.1" 25PSI | ISOCYANURATE | FACED SINGLE MATERIAL | PAPER | ROOF DECK | NO | NO | 4.1 | 24.2 | R
JM | ENRGY 3® 4.2" 25PSI | ISOCYANURATE | FACED SINGLE MATERIAL | PAPER | ROOF DECK | NO | NO | 4.2 | 24.9 | R
JM | ENRGY 3® 4.3" 25PSI | ISOCYANURATE | FACED SINGLE MATERIAL | PAPER | ROOF DECK | NO | NO | 4.3 | 25.5 | R
JM | ENRGY 3® 4.4" 25PSI | ISOCYANURATE | FACED SINGLE MATERIAL | PAPER | ROOF DECK | NO | NO | 4.4 | 26.1 | R
JM | ENRGY 3® 4.5" 25PSI | ISOCYANURATE | FACED SINGLE MATERIAL | PAPER | ROOF DECK | NO | NO | 4.5 | 26.8 | R
JM | Tapered ENRGY 3® 1A 25PSI | ISOCYANURATE | FACED SINGLE MATERIAL | PAPER | ROOF DECK | NO | NO | 0.5** | 3.6 | R
JM | Tapered ENRGY 3® 1B 25PSI | ISOCYANURATE | FACED SINGLE MATERIAL | PAPER | ROOF DECK | NO | NO | 0.75** | 5 | R
JM | Tapered ENRGY 3® 01 25PSI | ISOCYANURATE | FACED SINGLE MATERIAL | PAPER | ROOF DECK | NO | NO | 1** | 6.4 | R
JM | Tapered ENRGY 3® 02 25PSI | ISOCYANURATE | FACED SINGLE MATERIAL | PAPER | ROOF DECK | NO | NO | 1.25** | 7.8 | R
JM | Tapered ENRGY 3® 03 25PSI | ISOCYANURATE | FACED SINGLE MATERIAL | PAPER | ROOF DECK | NO | NO | 1.5** | 9.3 | R
JM | Tapered ENRGY 3® 04 25PSI | ISOCYANURATE | FACED SINGLE MATERIAL | PAPER | ROOF DECK | NO | NO | 1.75** | 10.7 | R
JM | Tapered ENRGY 3® 05 25PSI | ISOCYANURATE | FACED SINGLE MATERIAL | PAPER | ROOF DECK | NO | NO | 2** | 12.1 | R
JM | Tapered ENRGY 3® 06 25PSI | ISOCYANURATE | FACED SINGLE MATERIAL | PAPER | ROOF DECK | NO | NO | 2.25** | 13.6 | R
JM | Tapered ENRGY 3® AA 25PSI | ISOCYANURATE | FACED SINGLE MATERIAL | PAPER | ROOF DECK | NO | NO | 0.5** | 4.3 | R
JM | Tapered ENRGY 3® A 25PSI | ISOCYANURATE | FACED SINGLE MATERIAL | PAPER | ROOF DECK | NO | NO | 1** | 7.1 | R
JM | Tapered ENRGY 3® B 25PSI | ISOCYANURATE | FACED SINGLE MATERIAL | PAPER | ROOF DECK | NO | NO | 1.5** | 10 | R
JM | Tapered ENRGY 3® C 25PSI | ISOCYANURATE | FACED SINGLE MATERIAL | PAPER | ROOF DECK | NO | NO | 2** | 12.9 | R
JM | Tapered ENRGY 3® D 25PSI | ISOCYANURATE | FACED SINGLE MATERIAL | PAPER | ROOF DECK | NO | NO | 2.5** | 15.9 | R
JM | Tapered ENRGY 3® E 25PSI | ISOCYANURATE | FACED SINGLE MATERIAL | PAPER | ROOF DECK | NO | NO | 3** | 18.9 | R
JM | Tapered ENRGY 3® F 25PSI | ISOCYANURATE | FACED SINGLE MATERIAL | PAPER | ROOF DECK | NO | NO | 3.5** | 22.1 | R
JM | Tapered ENRGY 3® G 25PSI | ISOCYANURATE | FACED SINGLE MATERIAL | PAPER | ROOF DECK | NO | NO | 1** | 8.6 | R
JM | Tapered ENRGY 3® H 25PSI | ISOCYANURATE | FACED SINGLE MATERIAL | PAPER | ROOF DECK | NO | NO | 2** | 14.4 | R
JM | Tapered ENRGY 3® J 25PSI | ISOCYANURATE | FACED SINGLE MATERIAL | PAPER | ROOF DECK | NO | NO | 1** | 7.8 | R
JM | Tapered ENRGY 3® K 25PSI | ISOCYANURATE | FACED SINGLE MATERIAL | PAPER | ROOF DECK | NO | NO | 1.75** | 12.1 | R
JM | Tapered ENRGY 3® L 25PSI | ISOCYANURATE | FACED SINGLE MATERIAL | PAPER | ROOF DECK | NO | NO | 2.5** | 16.6 | R
JM | Tapered ENRGY 3® M 25PSI | ISOCYANURATE | FACED SINGLE MATERIAL | PAPER | ROOF DECK | NO | NO | 3.25** | 21.2 | R
JM | Tapered ENRGY 3® I 25PSI | ISOCYANURATE | FACED SINGLE MATERIAL | PAPER | ROOF DECK | NO | NO | 3** | 20.5 | R
JM | Tapered ENRGY 3® X 25PSI | ISOCYANURATE | FACED SINGLE MATERIAL | PAPER | ROOF DECK | NO | NO | 0.5** | 5.7 | R
JM | Tapered ENRGY 3® Y 25PSI | ISOCYANURATE | FACED SINGLE MATERIAL | PAPER | ROOF DECK | NO | NO | 1.5** | 11.4 | R
JM | Tapered ENRGY 3® Z 25PSI | ISOCYANURATE | FACED SINGLE MATERIAL | PAPER | ROOF DECK | NO | NO | 2.5** | 17.4 | R
JM | Tapered ENRGY 3® ZZ 25PSI | ISOCYANURATE | FACED SINGLE MATERIAL | PAPER | ROOF DECK | NO | NO | 3.5** | 23.6 | R
JM | Tapered ENRGY 3® SS 25PSI | ISOCYANURATE | FACED SINGLE MATERIAL | PAPER | ROOF DECK | NO | NO | 0.5** | 7.1 | R
JM | Tapered ENRGY 3® TT 25PSI | ISOCYANURATE | FACED SINGLE MATERIAL | PAPER | ROOF DECK | NO | NO | 2** | 15.9 | R
JM | Tapered ENRGY 3® Q 25PSI | ISOCYANURATE | FACED SINGLE MATERIAL | PAPER | ROOF DECK | NO | NO | 0.5** | 8.6 | R
JM | Tapered ENRGY 3® QQ 25PSI | ISOCYANURATE | FACED SINGLE MATERIAL | PAPER | ROOF DECK | NO | NO | 2.5** | 20.5 | R
JM | Tapered ENRGY 3® R 25PSI | ISOCYANURATE | FACED SINGLE MATERIAL | PAPER | ROOF DECK | NO | NO | 0.75** | 5.7 | R
JM | Tapered ENRGY 3® S 25PSI | ISOCYANURATE | FACED SINGLE MATERIAL | PAPER | ROOF DECK | NO | NO | 1.25** | 8.6 | R
JM | Tapered ENRGY 3® T 25PSI | ISOCYANURATE | FACED SINGLE MATERIAL | PAPER | ROOF DECK | NO | NO | 1.75** | 11.4 | R
JM | Tapered ENRGY 3® U 25PSI | ISOCYANURATE | FACED SINGLE MATERIAL | PAPER | ROOF DECK | NO | NO | 2.25** | 14.4 | R
JM | Tapered ENRGY 3® V 25PSI | ISOCYANURATE | FACED SINGLE MATERIAL | PAPER | ROOF DECK | NO | NO | 2.75** | 17.4 | R
JM | Tapered ENRGY 3® W 25PSI | ISOCYANURATE | FACED SINGLE MATERIAL | PAPER | ROOF DECK | NO | NO | 3.25** | 20.5 | R
JM | Tapered ENRGY 3® XX 25PSI | ISOCYANURATE | FACED SINGLE MATERIAL | PAPER | ROOF DECK | NO | NO | 1** | 11.4 | R
JM | Tapered ENRGY 3® KK 25PSI | ISOCYANURATE | FACED SINGLE MATERIAL | PAPER | ROOF DECK | NO | NO | 1.25** | 9.3 | R
JM | Tapered ENRGY 3® JJ 25PSI | ISOCYANURATE | FACED SINGLE MATERIAL | PAPER | ROOF DECK | NO | NO | 0.5** | 5 | R
JM | Tapered ENRGY 3® FF 25PSI | ISOCYANURATE | FACED SINGLE MATERIAL | PAPER | ROOF DECK | NO | NO | 4** | 25.3 | R
JM | Tapered ENRGY 3® LL 25PSI | ISOCYANURATE | FACED SINGLE MATERIAL | PAPER | ROOF DECK | NO | NO | 2** | 13.6 | R
JM | Tapered ENRGY 3® MM 25PSI | ISOCYANURATE | FACED SINGLE MATERIAL | PAPER | ROOF DECK | NO | NO | 2.75** | 18.2 | R
JM | ENRGY 3® CGF 0.5" | ISOCYANURATE | FACED SINGLE MATERIAL | COATED FIBERGLASS | ROOF DECK | NO | NO | 0.5 | 3 | R
JM | ENRGY 3® CGF 0.75" | ISOCYANURATE | FACED SINGLE MATERIAL | COATED FIBERGLASS | ROOF DECK | NO | NO | 0.75 | 4.5 | R
JM | ENRGY 3® CGF 1" | ISOCYANURATE | FACED SINGLE MATERIAL | COATED FIBERGLASS | ROOF DECK | NO | NO | 1 | 5.7 | R
JM | ENRGY 3® CGF 1.1" | ISOCYANURATE | FACED SINGLE MATERIAL | COATED FIBERGLASS | ROOF DECK | NO | NO | 1.1 | 6.3 | R
JM | ENRGY 3® CGF 1.2" | ISOCYANURATE | FACED SINGLE MATERIAL | COATED FIBERGLASS | ROOF DECK | NO | NO | 1.2 | 6.8 | R
JM | ENRGY 3® CGF 1.25" | ISOCYANURATE | FACED SINGLE MATERIAL | COATED FIBERGLASS | ROOF DECK | NO | NO | 1.25 | 7.1 | R
JM | ENRGY 3® CGF 1.3" | ISOCYANURATE | FACED SINGLE MATERIAL | COATED FIBERGLASS | ROOF DECK | NO | NO | 1.3 | 7.4 | R
JM | ENRGY 3® CGF 1.4" | ISOCYANURATE | FACED SINGLE MATERIAL | COATED FIBERGLASS | ROOF DECK | NO | NO | 1.4 | 8 | R
JM | ENRGY 3® CGF 1.5" | ISOCYANURATE | FACED SINGLE MATERIAL | COATED FIBERGLASS | ROOF DECK | NO | NO | 1.5 | 8.6 | R
JM | ENRGY 3® CGF 1.6" | ISOCYANURATE | FACED SINGLE MATERIAL | COATED FIBERGLASS | ROOF DECK | NO | NO | 1.6 | 9.1 | R
JM | ENRGY 3® CGF 1.7" | ISOCYANURATE | FACED SINGLE MATERIAL | COATED FIBERGLASS | ROOF DECK | NO | NO | 1.7 | 9.7 | R
JM | ENRGY 3® CGF 1.75" | ISOCYANURATE | FACED SINGLE MATERIAL | COATED FIBERGLASS | ROOF DECK | NO | NO | 1.75 | 10 | R
JM | ENRGY 3® CGF 1.8" | ISOCYANURATE | FACED SINGLE MATERIAL | COATED FIBERGLASS | ROOF DECK | NO | NO | 1.8 | 10.3 | R
JM | ENRGY 3® CGF 1.9" | ISOCYANURATE | FACED SINGLE MATERIAL | COATED FIBERGLASS | ROOF DECK | NO | NO | 1.9 | 10.8 | R
JM | ENRGY 3® CGF 2" | ISOCYANURATE | FACED SINGLE MATERIAL | COATED FIBERGLASS | ROOF DECK | NO | NO | 2 | 11.4 | R
JM | ENRGY 3® CGF 2.1" | ISOCYANURATE | FACED SINGLE MATERIAL | COATED FIBERGLASS | ROOF DECK | NO | NO | 2.1 | 12 | R
JM | ENRGY 3® CGF 2.2" | ISOCYANURATE | FACED SINGLE MATERIAL | COATED FIBERGLASS | ROOF DECK | NO | NO | 2.2 | 12.6 | R
JM | ENRGY 3® CGF 2.25" | ISOCYANURATE | FACED SINGLE MATERIAL | COATED FIBERGLASS | ROOF DECK | NO | NO | 2.25 | 12.9 | R
JM | ENRGY 3® CGF 2.3" | ISOCYANURATE | FACED SINGLE MATERIAL | COATED FIBERGLASS | ROOF DECK | NO | NO | 2.3 | 13.2 | R
JM | ENRGY 3® CGF 2.4" | ISOCYANURATE | FACED SINGLE MATERIAL | COATED FIBERGLASS | ROOF DECK | NO | NO | 2.4 | 13.8 | R
JM | ENRGY 3® CGF 2.5" | ISOCYANURATE | FACED SINGLE MATERIAL | COATED FIBERGLASS | ROOF DECK | NO | NO | 2.5 | 14.4 | R
JM | ENRGY 3® CGF 2.6" | ISOCYANURATE | FACED SINGLE MATERIAL | COATED FIBERGLASS | ROOF DECK | NO | NO | 2.6 | 15 | R
JM | ENRGY 3® CGF 2.7" | ISOCYANURATE | FACED SINGLE MATERIAL | COATED FIBERGLASS | ROOF DECK | NO | NO | 2.7 | 15.6 | R
JM | ENRGY 3® CGF 2.75" | ISOCYANURATE | FACED SINGLE MATERIAL | COATED FIBERGLASS | ROOF DECK | NO | NO | 2.75 | 15.9 | R
JM | ENRGY 3® CGF 2.8" | ISOCYANURATE | FACED SINGLE MATERIAL | COATED FIBERGLASS | ROOF DECK | NO | NO | 2.8 | 16.2 | R
JM | ENRGY 3® CGF 2.9" | ISOCYANURATE | FACED SINGLE MATERIAL | COATED FIBERGLASS | ROOF DECK | NO | NO | 2.9 | 16.8 | R
JM | ENRGY 3® CGF 3" | ISOCYANURATE | FACED SINGLE MATERIAL | COATED FIBERGLASS | ROOF DECK | NO | NO | 3 | 17.4 | R
JM | ENRGY 3® CGF 3.1" | ISOCYANURATE | FACED SINGLE MATERIAL | COATED FIBERGLASS | ROOF DECK | NO | NO | 3.1 | 18 | R
JM | ENRGY 3® CGF 3.2" | ISOCYANURATE | FACED SINGLE MATERIAL | COATED FIBERGLASS | ROOF DECK | NO | NO | 3.2 | 18.6 | R
JM | ENRGY 3® CGF 3.25" | ISOCYANURATE | FACED SINGLE MATERIAL | COATED FIBERGLASS | ROOF DECK | NO | NO | 3.25 | 18.9 | R
JM | ENRGY 3® CGF 3.3" | ISOCYANURATE | FACED SINGLE MATERIAL | COATED FIBERGLASS | ROOF DECK | NO | NO | 3.3 | 19.2 | R
JM | ENRGY 3® CGF 3.4" | ISOCYANURATE | FACED SINGLE MATERIAL | COATED FIBERGLASS | ROOF DECK | NO | NO | 3.4 | 19.9 | R
JM | ENRGY 3® CGF 3.5" | ISOCYANURATE | FACED SINGLE MATERIAL | COATED FIBERGLASS | ROOF DECK | NO | NO | 3.5 | 20.5 | R
JM | ENRGY 3® CGF 3.6" | ISOCYANURATE | FACED SINGLE MATERIAL | COATED FIBERGLASS | ROOF DECK | NO | NO | 3.6 | 21.1 | R
JM | ENRGY 3® CGF 3.7" | ISOCYANURATE | FACED SINGLE MATERIAL | COATED FIBERGLASS | ROOF DECK | NO | NO | 3.7 | 21.7 | R
JM | ENRGY 3® CGF 3.75" | ISOCYANURATE | FACED SINGLE MATERIAL | COATED FIBERGLASS | ROOF DECK | NO | NO | 3.75 | 22 | R
JM | ENRGY 3® CGF 3.8" | ISOCYANURATE | FACED SINGLE MATERIAL | COATED FIBERGLASS | ROOF DECK | NO | NO | 3.8 | 22.3 | R
JM | ENRGY 3® CGF 3.9" | ISOCYANURATE | FACED SINGLE MATERIAL | COATED FIBERGLASS | ROOF DECK | NO | NO | 3.9 | 23 | R
JM | ENRGY 3® CGF 4" | ISOCYANURATE | FACED SINGLE MATERIAL | COATED FIBERGLASS | ROOF DECK | NO | NO | 4 | 23.6 | R
JM | ENRGY 3® CGF 4.1" | ISOCYANURATE | FACED SINGLE MATERIAL | COATED FIBERGLASS | ROOF DECK | NO | NO | 4.1 | 24.2 | R
JM | ENRGY 3® CGF 4.2" | ISOCYANURATE | FACED SINGLE MATERIAL | COATED FIBERGLASS | ROOF DECK | NO | NO | 4.2 | 24.9 | R
JM | ENRGY 3® CGF 4.3" | ISOCYANURATE | FACED SINGLE MATERIAL | COATED FIBERGLASS | ROOF DECK | NO | NO | 4.3 | 25.5 | R
JM | ENRGY 3® CGF 4.4" | ISOCYANURATE | FACED SINGLE MATERIAL | COATED FIBERGLASS | ROOF DECK | NO | NO | 4.4 | 26.1 | R
JM | ENRGY 3® CGF 4.5" | ISOCYANURATE | FACED SINGLE MATERIAL | COATED FIBERGLASS | ROOF DECK | NO | NO | 4.5 | 26.8 | R
JM | Tapered ENRGY 3® CGF 1A | ISOCYANURATE | FACED SINGLE MATERIAL | COATED FIBERGLASS | ROOF DECK | NO | NO | 0.5** | 3.6 | R
JM | Tapered ENRGY 3® CGF 1B | ISOCYANURATE | FACED SINGLE MATERIAL | COATED FIBERGLASS | ROOF DECK | NO | NO | 0.75** | 5 | R
JM | Tapered ENRGY 3® CGF 01 | ISOCYANURATE | FACED SINGLE MATERIAL | COATED FIBERGLASS | ROOF DECK | NO | NO | 1** | 6.4 | R
JM | Tapered ENRGY 3® CGF 02 | ISOCYANURATE | FACED SINGLE MATERIAL | COATED FIBERGLASS | ROOF DECK | NO | NO | 1.25** | 7.8 | R
JM | Tapered ENRGY 3® CGF 03 | ISOCYANURATE | FACED SINGLE MATERIAL | COATED FIBERGLASS | ROOF DECK | NO | NO | 1.5** | 9.3 | R
JM | Tapered ENRGY 3® CGF 04 | ISOCYANURATE | FACED SINGLE MATERIAL | COATED FIBERGLASS | ROOF DECK | NO | NO | 1.75** | 10.7 | R
JM | Tapered ENRGY 3® CGF 05 | ISOCYANURATE | FACED SINGLE MATERIAL | COATED FIBERGLASS | ROOF DECK | NO | NO | 2** | 12.1 | R
JM | Tapered ENRGY 3® CGF 06 | ISOCYANURATE | FACED SINGLE MATERIAL | COATED FIBERGLASS | ROOF DECK | NO | NO | 2.25** | 13.6 | R
JM | Tapered ENRGY 3® CGF AA | ISOCYANURATE | FACED SINGLE MATERIAL | COATED FIBERGLASS | ROOF DECK | NO | NO | 0.5** | 4.3 | R
JM | Tapered ENRGY 3® CGF A | ISOCYANURATE | FACED SINGLE MATERIAL | COATED FIBERGLASS | ROOF DECK | NO | NO | 1** | 7.1 | R
JM | Tapered ENRGY 3® CGF B | ISOCYANURATE | FACED SINGLE MATERIAL | COATED FIBERGLASS | ROOF DECK | NO | NO | 1.5** | 10 | R
JM | Tapered ENRGY 3® CGF C | ISOCYANURATE | FACED SINGLE MATERIAL | COATED FIBERGLASS | ROOF DECK | NO | NO | 2** | 12.9 | R
JM | Tapered ENRGY 3® CGF D | ISOCYANURATE | FACED SINGLE MATERIAL | COATED FIBERGLASS | ROOF DECK | NO | NO | 2.5** | 15.9 | R
JM | Tapered ENRGY 3® CGF E | ISOCYANURATE | FACED SINGLE MATERIAL | COATED FIBERGLASS | ROOF DECK | NO | NO | 3** | 18.9 | R
JM | Tapered ENRGY 3® CGF F | ISOCYANURATE | FACED SINGLE MATERIAL | COATED FIBERGLASS | ROOF DECK | NO | NO | 3.5** | 22.1 | R
JM | Tapered ENRGY 3® CGF G | ISOCYANURATE | FACED SINGLE MATERIAL | COATED FIBERGLASS | ROOF DECK | NO | NO | 1** | 8.6 | R
JM | Tapered ENRGY 3® CGF H | ISOCYANURATE | FACED SINGLE MATERIAL | COATED FIBERGLASS | ROOF DECK | NO | NO | 2** | 14.4 | R
JM | Tapered ENRGY 3® CGF J | ISOCYANURATE | FACED SINGLE MATERIAL | COATED FIBERGLASS | ROOF DECK | NO | NO | 1** | 7.8 | R
JM | Tapered ENRGY 3® CGF K | ISOCYANURATE | FACED SINGLE MATERIAL | COATED FIBERGLASS | ROOF DECK | NO | NO | 1.75** | 12.1 | R
JM | Tapered ENRGY 3® CGF L | ISOCYANURATE | FACED SINGLE MATERIAL | COATED FIBERGLASS | ROOF DECK | NO | NO | 2.5** | 16.6 | R
JM | Tapered ENRGY 3® CGF M | ISOCYANURATE | FACED SINGLE MATERIAL | COATED FIBERGLASS | ROOF DECK | NO | NO | 3.25** | 21.2 | R
JM | Tapered ENRGY 3® CGF I | ISOCYANURATE | FACED SINGLE MATERIAL | COATED FIBERGLASS | ROOF DECK | NO | NO | 3** | 20.5 | R
JM | Tapered ENRGY 3® CGF X | ISOCYANURATE | FACED SINGLE MATERIAL | COATED FIBERGLASS | ROOF DECK | NO | NO | 0.5** | 5.7 | R
JM | Tapered ENRGY 3® CGF Y | ISOCYANURATE | FACED SINGLE MATERIAL | COATED FIBERGLASS | ROOF DECK | NO | NO | 1.5** | 11.4 | R
JM | Tapered ENRGY 3® CGF Z | ISOCYANURATE | FACED SINGLE MATERIAL | COATED FIBERGLASS | ROOF DECK | NO | NO | 2.5** | 17.4 | R
JM | Tapered ENRGY 3® CGF ZZ | ISOCYANURATE | FACED SINGLE MATERIAL | COATED FIBERGLASS | ROOF DECK | NO | NO | 3.5** | 23.6 | R
JM | Tapered ENRGY 3® CGF SS | ISOCYANURATE | FACED SINGLE MATERIAL | COATED FIBERGLASS | ROOF DECK | NO | NO | 0.5** | 7.1 | R
JM | Tapered ENRGY 3® CGF TT | ISOCYANURATE | FACED SINGLE MATERIAL | COATED FIBERGLASS | ROOF DECK | NO | NO | 2** | 15.9 | R
JM | Tapered ENRGY 3® CGF Q | ISOCYANURATE | FACED SINGLE MATERIAL | COATED FIBERGLASS | ROOF DECK | NO | NO | 0.5** | 8.6 | R
JM | Tapered ENRGY 3® CGF QQ | ISOCYANURATE | FACED SINGLE MATERIAL | COATED FIBERGLASS | ROOF DECK | NO | NO | 2.5** | 20.5 | R
JM | Tapered ENRGY 3® CGF R | ISOCYANURATE | FACED SINGLE MATERIAL | COATED FIBERGLASS | ROOF DECK | NO | NO | 0.75** | 5.7 | R
JM | Tapered ENRGY 3® CGF S | ISOCYANURATE | FACED SINGLE MATERIAL | COATED FIBERGLASS | ROOF DECK | NO | NO | 1.25** | 8.6 | R
JM | Tapered ENRGY 3® CGF T | ISOCYANURATE | FACED SINGLE MATERIAL | COATED FIBERGLASS | ROOF DECK | NO | NO | 1.75** | 11.4 | R
JM | Tapered ENRGY 3® CGF U | ISOCYANURATE | FACED SINGLE MATERIAL | COATED FIBERGLASS | ROOF DECK | NO | NO | 2.25** | 14.4 | R
JM | Tapered ENRGY 3® CGF V | ISOCYANURATE | FACED SINGLE MATERIAL | COATED FIBERGLASS | ROOF DECK | NO | NO | 2.75** | 17.4 | R
JM | Tapered ENRGY 3® CGF W | ISOCYANURATE | FACED SINGLE MATERIAL | COATED FIBERGLASS | ROOF DECK | NO | NO | 3.25** | 20.5 | R
JM | Tapered ENRGY 3® CGF XX | ISOCYANURATE | FACED SINGLE MATERIAL | COATED FIBERGLASS | ROOF DECK | NO | NO | 1** | 11.4 | R
JM | Tapered ENRGY 3® CGF KK | ISOCYANURATE | FACED SINGLE MATERIAL | COATED FIBERGLASS | ROOF DECK | NO | NO | 1.25** | 9.3 | R
JM | Tapered ENRGY 3® CGF JJ | ISOCYANURATE | FACED SINGLE MATERIAL | COATED FIBERGLASS | ROOF DECK | NO | NO | 0.5** | 5 | R
JM | Tapered ENRGY 3® CGF FF | ISOCYANURATE | FACED SINGLE MATERIAL | COATED FIBERGLASS | ROOF DECK | NO | NO | 4** | 25.3 | R
JM | Tapered ENRGY 3® CGF LL | ISOCYANURATE | FACED SINGLE MATERIAL | COATED FIBERGLASS | ROOF DECK | NO | NO | 2** | 13.6 | R
JM | Tapered ENRGY 3® CGF MM | ISOCYANURATE | FACED SINGLE MATERIAL | COATED FIBERGLASS | ROOF DECK | NO | NO | 2.75** | 18.2 | R
JM | ENRGY 3® CGF 0.5" 25PSI | ISOCYANURATE | FACED SINGLE MATERIAL | COATED FIBERGLASS | ROOF DECK | NO | NO | 0.5 | 3 | R
JM | ENRGY 3® CGF 0.75" 25PSI | ISOCYANURATE | FACED SINGLE MATERIAL | COATED FIBERGLASS | ROOF DECK | NO | NO | 0.75 | 4.5 | R
JM | ENRGY 3® CGF 1" 25PSI | ISOCYANURATE | FACED SINGLE MATERIAL | COATED FIBERGLASS | ROOF DECK | NO | NO | 1 | 5.7 | R
JM | ENRGY 3® CGF 1.1" 25PSI | ISOCYANURATE | FACED SINGLE MATERIAL | COATED FIBERGLASS | ROOF DECK | NO | NO | 1.1 | 6.3 | R
JM | ENRGY 3® CGF 1.2" 25PSI | ISOCYANURATE | FACED SINGLE MATERIAL | COATED FIBERGLASS | ROOF DECK | NO | NO | 1.2 | 6.8 | R
JM | ENRGY 3® CGF 1.25" 25PSI | ISOCYANURATE | FACED SINGLE MATERIAL | COATED FIBERGLASS | ROOF DECK | NO | NO | 1.25 | 7.1 | R
JM | ENRGY 3® CGF 1.3" 25PSI | ISOCYANURATE | FACED SINGLE MATERIAL | COATED FIBERGLASS | ROOF DECK | NO | NO | 1.3 | 7.4 | R
JM | ENRGY 3® CGF 1.4" 25PSI | ISOCYANURATE | FACED SINGLE MATERIAL | COATED FIBERGLASS | ROOF DECK | NO | NO | 1.4 | 8 | R
JM | ENRGY 3® CGF 1.5" 25PSI | ISOCYANURATE | FACED SINGLE MATERIAL | COATED FIBERGLASS | ROOF DECK | NO | NO | 1.5 | 8.6 | R
JM | ENRGY 3® CGF 1.6" 25PSI | ISOCYANURATE | FACED SINGLE MATERIAL | COATED FIBERGLASS | ROOF DECK | NO | NO | 1.6 | 9.1 | R
JM | ENRGY 3® CGF 1.7" 25PSI | ISOCYANURATE | FACED SINGLE MATERIAL | COATED FIBERGLASS | ROOF DECK | NO | NO | 1.7 | 9.7 | R
JM | ENRGY 3® CGF 1.75" 25PSI | ISOCYANURATE | FACED SINGLE MATERIAL | COATED FIBERGLASS | ROOF DECK | NO | NO | 1.75 | 10 | R
JM | ENRGY 3® CGF 1.8" 25PSI | ISOCYANURATE | FACED SINGLE MATERIAL | COATED FIBERGLASS | ROOF DECK | NO | NO | 1.8 | 10.3 | R
JM | ENRGY 3® CGF 1.9" 25PSI | ISOCYANURATE | FACED SINGLE MATERIAL | COATED FIBERGLASS | ROOF DECK | NO | NO | 1.9 | 10.8 | R
JM | ENRGY 3® CGF 2" 25PSI | ISOCYANURATE | FACED SINGLE MATERIAL | COATED FIBERGLASS | ROOF DECK | NO | NO | 2 | 11.4 | R
JM | ENRGY 3® CGF 2.1" 25PSI | ISOCYANURATE | FACED SINGLE MATERIAL | COATED FIBERGLASS | ROOF DECK | NO | NO | 2.1 | 12 | R
JM | ENRGY 3® CGF 2.2" 25PSI | ISOCYANURATE | FACED SINGLE MATERIAL | COATED FIBERGLASS | ROOF DECK | NO | NO | 2.2 | 12.6 | R
JM | ENRGY 3® CGF 2.25" 25PSI | ISOCYANURATE | FACED SINGLE MATERIAL | COATED FIBERGLASS | ROOF DECK | NO | NO | 2.25 | 12.9 | R
JM | ENRGY 3® CGF 2.3" 25PSI | ISOCYANURATE | FACED SINGLE MATERIAL | COATED FIBERGLASS | ROOF DECK | NO | NO | 2.3 | 13.2 | R
JM | ENRGY 3® CGF 2.4" 25PSI | ISOCYANURATE | FACED SINGLE MATERIAL | COATED FIBERGLASS | ROOF DECK | NO | NO | 2.4 | 13.8 | R
JM | ENRGY 3® CGF 2.5" 25PSI | ISOCYANURATE | FACED SINGLE MATERIAL | COATED FIBERGLASS | ROOF DECK | NO | NO | 2.5 | 14.4 | R
JM | ENRGY 3® CGF 2.6" 25PSI | ISOCYANURATE | FACED SINGLE MATERIAL | COATED FIBERGLASS | ROOF DECK | NO | NO | 2.6 | 15 | R
JM | ENRGY 3® CGF 2.7" 25PSI | ISOCYANURATE | FACED SINGLE MATERIAL | COATED FIBERGLASS | ROOF DECK | NO | NO | 2.7 | 15.6 | R
JM | ENRGY 3® CGF 2.75" 25PSI | ISOCYANURATE | FACED SINGLE MATERIAL | COATED FIBERGLASS | ROOF DECK | NO | NO | 2.75 | 15.9 | R
JM | ENRGY 3® CGF 2.8" 25PSI | ISOCYANURATE | FACED SINGLE MATERIAL | COATED FIBERGLASS | ROOF DECK | NO | NO | 2.8 | 16.2 | R
JM | ENRGY 3® CGF 2.9" 25PSI | ISOCYANURATE | FACED SINGLE MATERIAL | COATED FIBERGLASS | ROOF DECK | NO | NO | 2.9 | 16.8 | R
JM | ENRGY 3® CGF 3" 25PSI | ISOCYANURATE | FACED SINGLE MATERIAL | COATED FIBERGLASS | ROOF DECK | NO | NO | 3 | 17.4 | R
JM | ENRGY 3® CGF 3.1" 25PSI | ISOCYANURATE | FACED SINGLE MATERIAL | COATED FIBERGLASS | ROOF DECK | NO | NO | 3.1 | 18 | R
JM | ENRGY 3® CGF 3.2" 25PSI | ISOCYANURATE | FACED SINGLE MATERIAL | COATED FIBERGLASS | ROOF DECK | NO | NO | 3.2 | 18.6 | R
JM | ENRGY 3® CGF 3.25" 25PSI | ISOCYANURATE | FACED SINGLE MATERIAL | COATED FIBERGLASS | ROOF DECK | NO | NO | 3.25 | 18.9 | R
JM | ENRGY 3® CGF 3.3" 25PSI | ISOCYANURATE | FACED SINGLE MATERIAL | COATED FIBERGLASS | ROOF DECK | NO | NO | 3.3 | 19.2 | R
JM | ENRGY 3® CGF 3.4" 25PSI | ISOCYANURATE | FACED SINGLE MATERIAL | COATED FIBERGLASS | ROOF DECK | NO | NO | 3.4 | 19.9 | R
JM | ENRGY 3® CGF 3.5" 25PSI | ISOCYANURATE | FACED SINGLE MATERIAL | COATED FIBERGLASS | ROOF DECK | NO | NO | 3.5 | 20.5 | R
JM | ENRGY 3® CGF 3.6" 25PSI | ISOCYANURATE | FACED SINGLE MATERIAL | COATED FIBERGLASS | ROOF DECK | NO | NO | 3.6 | 21.1 | R
JM | ENRGY 3® CGF 3.7" 25PSI | ISOCYANURATE | FACED SINGLE MATERIAL | COATED FIBERGLASS | ROOF DECK | NO | NO | 3.7 | 21.7 | R
JM | ENRGY 3® CGF 3.75" 25PSI | ISOCYANURATE | FACED SINGLE MATERIAL | COATED FIBERGLASS | ROOF DECK | NO | NO | 3.75 | 22 | R
JM | ENRGY 3® CGF 3.8" 25PSI | ISOCYANURATE | FACED SINGLE MATERIAL | COATED FIBERGLASS | ROOF DECK | NO | NO | 3.8 | 22.3 | R
JM | ENRGY 3® CGF 3.9" 25PSI | ISOCYANURATE | FACED SINGLE MATERIAL | COATED FIBERGLASS | ROOF DECK | NO | NO | 3.9 | 23 | R
JM | ENRGY 3® CGF 4" 25PSI | ISOCYANURATE | FACED SINGLE MATERIAL | COATED FIBERGLASS | ROOF DECK | NO | NO | 4 | 23.6 | R
JM | ENRGY 3® CGF 4.1" 25PSI | ISOCYANURATE | FACED SINGLE MATERIAL | COATED FIBERGLASS | ROOF DECK | NO | NO | 4.1 | 24.2 | R
JM | ENRGY 3® CGF 4.2" 25PSI | ISOCYANURATE | FACED SINGLE MATERIAL | COATED FIBERGLASS | ROOF DECK | NO | NO | 4.2 | 24.9 | R
JM | ENRGY 3® CGF 4.3" 25PSI | ISOCYANURATE | FACED SINGLE MATERIAL | COATED FIBERGLASS | ROOF DECK | NO | NO | 4.3 | 25.5 | R
JM | ENRGY 3® CGF 4.4" 25PSI | ISOCYANURATE | FACED SINGLE MATERIAL | COATED FIBERGLASS | ROOF DECK | NO | NO | 4.4 | 26.1 | R
JM | ENRGY 3® CGF 4.5" 25PSI | ISOCYANURATE | FACED SINGLE MATERIAL | COATED FIBERGLASS | ROOF DECK | NO | NO | 4.5 | 26.8 | R
JM | Tapered ENRGY 3® CGF 1A 25PSI | ISOCYANURATE | FACED SINGLE MATERIAL | COATED FIBERGLASS | ROOF DECK | NO | NO | 0.5** | 3.6 | R
JM | Tapered ENRGY 3® CGF 1B 25PSI | ISOCYANURATE | FACED SINGLE MATERIAL | COATED FIBERGLASS | ROOF DECK | NO | NO | 0.75** | 5 | R
JM | Tapered ENRGY 3® CGF 01 25PSI | ISOCYANURATE | FACED SINGLE MATERIAL | COATED FIBERGLASS | ROOF DECK | NO | NO | 1** | 6.4 | R
JM | Tapered ENRGY 3® CGF 02 25PSI | ISOCYANURATE | FACED SINGLE MATERIAL | COATED FIBERGLASS | ROOF DECK | NO | NO | 1.25** | 7.8 | R
JM | Tapered ENRGY 3® CGF 03 25PSI | ISOCYANURATE | FACED SINGLE MATERIAL | COATED FIBERGLASS | ROOF DECK | NO | NO | 1.5** | 9.3 | R
JM | Tapered ENRGY 3® CGF 04 25PSI | ISOCYANURATE | FACED SINGLE MATERIAL | COATED FIBERGLASS | ROOF DECK | NO | NO | 1.75** | 10.7 | R
JM | Tapered ENRGY 3® CGF 05 25PSI | ISOCYANURATE | FACED SINGLE MATERIAL | COATED FIBERGLASS | ROOF DECK | NO | NO | 2** | 12.1 | R
JM | Tapered ENRGY 3® CGF 06 25PSI | ISOCYANURATE | FACED SINGLE MATERIAL | COATED FIBERGLASS | ROOF DECK | NO | NO | 2.25** | 13.6 | R
JM | Tapered ENRGY 3® CGF AA 25PSI | ISOCYANURATE | FACED SINGLE MATERIAL | COATED FIBERGLASS | ROOF DECK | NO | NO | 0.5** | 4.3 | R
JM | Tapered ENRGY 3® CGF A 25PSI | ISOCYANURATE | FACED SINGLE MATERIAL | COATED FIBERGLASS | ROOF DECK | NO | NO | 1** | 7.1 | R
JM | Tapered ENRGY 3® CGF B 25PSI | ISOCYANURATE | FACED SINGLE MATERIAL | COATED FIBERGLASS | ROOF DECK | NO | NO | 1.5** | 10 | R
JM | Tapered ENRGY 3® CGF C 25PSI | ISOCYANURATE | FACED SINGLE MATERIAL | COATED FIBERGLASS | ROOF DECK | NO | NO | 2** | 12.9 | R
JM | Tapered ENRGY 3® CGF D 25PSI | ISOCYANURATE | FACED SINGLE MATERIAL | COATED FIBERGLASS | ROOF DECK | NO | NO | 2.5** | 15.9 | R
JM | Tapered ENRGY 3® CGF E 25PSI | ISOCYANURATE | FACED SINGLE MATERIAL | COATED FIBERGLASS | ROOF DECK | NO | NO | 3** | 18.9 | R
JM | Tapered ENRGY 3® CGF F 25PSI | ISOCYANURATE | FACED SINGLE MATERIAL | COATED FIBERGLASS | ROOF DECK | NO | NO | 3.5** | 22.1 | R
JM | Tapered ENRGY 3® CGF G 25PSI | ISOCYANURATE | FACED SINGLE MATERIAL | COATED FIBERGLASS | ROOF DECK | NO | NO | 1** | 8.6 | R
JM | Tapered ENRGY 3® CGF H 25PSI | ISOCYANURATE | FACED SINGLE MATERIAL | COATED FIBERGLASS | ROOF DECK | NO | NO | 2** | 14.4 | R
JM | Tapered ENRGY 3® CGF J 25PSI | ISOCYANURATE | FACED SINGLE MATERIAL | COATED FIBERGLASS | ROOF DECK | NO | NO | 1** | 7.8 | R
JM | Tapered ENRGY 3® CGF K 25PSI | ISOCYANURATE | FACED SINGLE MATERIAL | COATED FIBERGLASS | ROOF DECK | NO | NO | 1.75** | 12.1 | R
JM | Tapered ENRGY 3® CGF L 25PSI | ISOCYANURATE | FACED SINGLE MATERIAL | COATED FIBERGLASS | ROOF DECK | NO | NO | 2.5** | 16.6 | R
JM | Tapered ENRGY 3® CGF M 25PSI | ISOCYANURATE | FACED SINGLE MATERIAL | COATED FIBERGLASS | ROOF DECK | NO | NO | 3.25** | 21.2 | R
JM | Tapered ENRGY 3® CGF I 25PSI | ISOCYANURATE | FACED SINGLE MATERIAL | COATED FIBERGLASS | ROOF DECK | NO | NO | 3** | 20.5 | R
JM | Tapered ENRGY 3® CGF X 25PSI | ISOCYANURATE | FACED SINGLE MATERIAL | COATED FIBERGLASS | ROOF DECK | NO | NO | 0.5** | 5.7 | R
JM | Tapered ENRGY 3® CGF Y 25PSI | ISOCYANURATE | FACED SINGLE MATERIAL | COATED FIBERGLASS | ROOF DECK | NO | NO | 1.5** | 11.4 | R
JM | Tapered ENRGY 3® CGF Z 25PSI | ISOCYANURATE | FACED SINGLE MATERIAL | COATED FIBERGLASS | ROOF DECK | NO | NO | 2.5** | 17.4 | R
JM | Tapered ENRGY 3® CGF ZZ 25PSI | ISOCYANURATE | FACED SINGLE MATERIAL | COATED FIBERGLASS | ROOF DECK | NO | NO | 3.5** | 23.6 | R
JM | Tapered ENRGY 3® CGF SS 25PSI | ISOCYANURATE | FACED SINGLE MATERIAL | COATED FIBERGLASS | ROOF DECK | NO | NO | 0.5** | 7.1 | R
JM | Tapered ENRGY 3® CGF TT 25PSI | ISOCYANURATE | FACED SINGLE MATERIAL | COATED FIBERGLASS | ROOF DECK | NO | NO | 2** | 15.9 | R
JM | Tapered ENRGY 3® CGF Q 25PSI | ISOCYANURATE | FACED SINGLE MATERIAL | COATED FIBERGLASS | ROOF DECK | NO | NO | 0.5** | 8.6 | R
JM | Tapered ENRGY 3® CGF QQ 25PSI | ISOCYANURATE | FACED SINGLE MATERIAL | COATED FIBERGLASS | ROOF DECK | NO | NO | 2.5** | 20.5 | R
JM | Tapered ENRGY 3® CGF R 25PSI | ISOCYANURATE | FACED SINGLE MATERIAL | COATED FIBERGLASS | ROOF DECK | NO | NO | 0.75** | 5.7 | R
JM | Tapered ENRGY 3® CGF S 25PSI | ISOCYANURATE | FACED SINGLE MATERIAL | COATED FIBERGLASS | ROOF DECK | NO | NO | 1.25** | 8.6 | R
JM | Tapered ENRGY 3® CGF T 25PSI | ISOCYANURATE | FACED SINGLE MATERIAL | COATED FIBERGLASS | ROOF DECK | NO | NO | 1.75** | 11.4 | R
JM | Tapered ENRGY 3® CGF U 25PSI | ISOCYANURATE | FACED SINGLE MATERIAL | COATED FIBERGLASS | ROOF DECK | NO | NO | 2.25** | 14.4 | R
JM | Tapered ENRGY 3® CGF V 25PSI | ISOCYANURATE | FACED SINGLE MATERIAL | COATED FIBERGLASS | ROOF DECK | NO | NO | 2.75** | 17.4 | R
JM | Tapered ENRGY 3® CGF W 25PSI | ISOCYANURATE | FACED SINGLE MATERIAL | COATED FIBERGLASS | ROOF DECK | NO | NO | 3.25** | 20.5 | R
JM | Tapered ENRGY 3® CGF XX 25PSI | ISOCYANURATE | FACED SINGLE MATERIAL | COATED FIBERGLASS | ROOF DECK | NO | NO | 1** | 11.4 | R
JM | Tapered ENRGY 3® CGF KK 25PSI | ISOCYANURATE | FACED SINGLE MATERIAL | COATED FIBERGLASS | ROOF DECK | NO | NO | 1.25** | 9.3 | R
JM | Tapered ENRGY 3® CGF JJ 25PSI | ISOCYANURATE | FACED SINGLE MATERIAL | COATED FIBERGLASS | ROOF DECK | NO | NO | 0.5** | 5 | R
JM | Tapered ENRGY 3® CGF FF 25PSI | ISOCYANURATE | FACED SINGLE MATERIAL | COATED FIBERGLASS | ROOF DECK | NO | NO | 4** | 25.3 | R
JM | Tapered ENRGY 3® CGF LL 25PSI | ISOCYANURATE | FACED SINGLE MATERIAL | COATED FIBERGLASS | ROOF DECK | NO | NO | 2** | 13.6 | R
JM | Tapered ENRGY 3® CGF MM 25PSI | ISOCYANURATE | FACED SINGLE MATERIAL | COATED FIBERGLASS | ROOF DECK | NO | NO | 2.75** | 18.2 | R
JM | ENRGY 3.E® 0.5" | ISOCYANURATE | FACED SINGLE MATERIAL | PAPER | ROOF DECK | NO | NO | 0.5 | 3 | R
JM | ENRGY 3.E® 0.75" | ISOCYANURATE | FACED SINGLE MATERIAL | PAPER | ROOF DECK | NO | NO | 0.75 | 4.5 | R
JM | ENRGY 3.E® 1" | ISOCYANURATE | FACED SINGLE MATERIAL | PAPER | ROOF DECK | NO | NO | 1 | 5.7 | R
JM | ENRGY 3.E® 1.1" | ISOCYANURATE | FACED SINGLE MATERIAL | PAPER | ROOF DECK | NO | NO | 1.1 | 6.3 | R
JM | ENRGY 3.E® 1.2" | ISOCYANURATE | FACED SINGLE MATERIAL | PAPER | ROOF DECK | NO | NO | 1.2 | 6.8 | R
JM | ENRGY 3.E® 1.25" | ISOCYANURATE | FACED SINGLE MATERIAL | PAPER | ROOF DECK | NO | NO | 1.25 | 7.1 | R
JM | ENRGY 3.E® 1.3" | ISOCYANURATE | FACED SINGLE MATERIAL | PAPER | ROOF DECK | NO | NO | 1.3 | 7.4 | R
JM | ENRGY 3.E® 1.4" | ISOCYANURATE | FACED SINGLE MATERIAL | PAPER | ROOF DECK | NO | NO | 1.4 | 8 | R
JM | ENRGY 3.E® 1.5" | ISOCYANURATE | FACED SINGLE MATERIAL | PAPER | ROOF DECK | NO | NO | 1.5 | 8.6 | R
JM | ENRGY 3.E® 1.6" | ISOCYANURATE | FACED SINGLE MATERIAL | PAPER | ROOF DECK | NO | NO | 1.6 | 9.1 | R
JM | ENRGY 3.E® 1.7" | ISOCYANURATE | FACED SINGLE MATERIAL | PAPER | ROOF DECK | NO | NO | 1.7 | 9.7 | R
JM | ENRGY 3.E® 1.75" | ISOCYANURATE | FACED SINGLE MATERIAL | PAPER | ROOF DECK | NO | NO | 1.75 | 10 | R
JM | ENRGY 3.E® 1.8" | ISOCYANURATE | FACED SINGLE MATERIAL | PAPER | ROOF DECK | NO | NO | 1.8 | 10.3 | R
JM | ENRGY 3.E® 1.9" | ISOCYANURATE | FACED SINGLE MATERIAL | PAPER | ROOF DECK | NO | NO | 1.9 | 10.8 | R
JM | ENRGY 3.E® 2" | ISOCYANURATE | FACED SINGLE MATERIAL | PAPER | ROOF DECK | NO | NO | 2 | 11.4 | R
JM | ENRGY 3.E® 2.1" | ISOCYANURATE | FACED SINGLE MATERIAL | PAPER | ROOF DECK | NO | NO | 2.1 | 12 | R
JM | ENRGY 3.E® 2.2" | ISOCYANURATE | FACED SINGLE MATERIAL | PAPER | ROOF DECK | NO | NO | 2.2 | 12.6 | R
JM | ENRGY 3.E® 2.25" | ISOCYANURATE | FACED SINGLE MATERIAL | PAPER | ROOF DECK | NO | NO | 2.25 | 12.9 | R
JM | ENRGY 3.E® 2.3" | ISOCYANURATE | FACED SINGLE MATERIAL | PAPER | ROOF DECK | NO | NO | 2.3 | 13.2 | R
JM | ENRGY 3.E® 2.4" | ISOCYANURATE | FACED SINGLE MATERIAL | PAPER | ROOF DECK | NO | NO | 2.4 | 13.8 | R
JM | ENRGY 3.E® 2.5" | ISOCYANURATE | FACED SINGLE MATERIAL | PAPER | ROOF DECK | NO | NO | 2.5 | 14.4 | R
JM | ENRGY 3.E® 2.6" | ISOCYANURATE | FACED SINGLE MATERIAL | PAPER | ROOF DECK | NO | NO | 2.6 | 15 | R
JM | ENRGY 3.E® 2.7" | ISOCYANURATE | FACED SINGLE MATERIAL | PAPER | ROOF DECK | NO | NO | 2.7 | 15.6 | R
JM | ENRGY 3.E® 2.75" | ISOCYANURATE | FACED SINGLE MATERIAL | PAPER | ROOF DECK | NO | NO | 2.75 | 15.9 | R
JM | ENRGY 3.E® 2.8" | ISOCYANURATE | FACED SINGLE MATERIAL | PAPER | ROOF DECK | NO | NO | 2.8 | 16.2 | R
JM | ENRGY 3.E® 2.9" | ISOCYANURATE | FACED SINGLE MATERIAL | PAPER | ROOF DECK | NO | NO | 2.9 | 16.8 | R
JM | ENRGY 3.E® 3" | ISOCYANURATE | FACED SINGLE MATERIAL | PAPER | ROOF DECK | NO | NO | 3 | 17.4 | R
JM | ENRGY 3.E® 3.1" | ISOCYANURATE | FACED SINGLE MATERIAL | PAPER | ROOF DECK | NO | NO | 3.1 | 18 | R
JM | ENRGY 3.E® 3.2" | ISOCYANURATE | FACED SINGLE MATERIAL | PAPER | ROOF DECK | NO | NO | 3.2 | 18.6 | R
JM | ENRGY 3.E® 3.25" | ISOCYANURATE | FACED SINGLE MATERIAL | PAPER | ROOF DECK | NO | NO | 3.25 | 18.9 | R
JM | ENRGY 3.E® 3.3" | ISOCYANURATE | FACED SINGLE MATERIAL | PAPER | ROOF DECK | NO | NO | 3.3 | 19.2 | R
JM | ENRGY 3.E® 3.4" | ISOCYANURATE | FACED SINGLE MATERIAL | PAPER | ROOF DECK | NO | NO | 3.4 | 19.9 | R
JM | ENRGY 3.E® 3.5" | ISOCYANURATE | FACED SINGLE MATERIAL | PAPER | ROOF DECK | NO | NO | 3.5 | 20.5 | R
JM | ENRGY 3.E® 3.6" | ISOCYANURATE | FACED SINGLE MATERIAL | PAPER | ROOF DECK | NO | NO | 3.6 | 21.1 | R
JM | ENRGY 3.E® 3.7" | ISOCYANURATE | FACED SINGLE MATERIAL | PAPER | ROOF DECK | NO | NO | 3.7 | 21.7 | R
JM | ENRGY 3.E® 3.75" | ISOCYANURATE | FACED SINGLE MATERIAL | PAPER | ROOF DECK | NO | NO | 3.75 | 22 | R
JM | ENRGY 3.E® 3.8" | ISOCYANURATE | FACED SINGLE MATERIAL | PAPER | ROOF DECK | NO | NO | 3.8 | 22.3 | R
JM | ENRGY 3.E® 3.9" | ISOCYANURATE | FACED SINGLE MATERIAL | PAPER | ROOF DECK | NO | NO | 3.9 | 23 | R
JM | ENRGY 3.E® 4" | ISOCYANURATE | FACED SINGLE MATERIAL | PAPER | ROOF DECK | NO | NO | 4 | 23.6 | R
JM | ENRGY 3.E® 4.1" | ISOCYANURATE | FACED SINGLE MATERIAL | PAPER | ROOF DECK | NO | NO | 4.1 | 24.2 | R
JM | ENRGY 3.E® 4.2" | ISOCYANURATE | FACED SINGLE MATERIAL | PAPER | ROOF DECK | NO | NO | 4.2 | 24.9 | R
JM | ENRGY 3.E® 4.3" | ISOCYANURATE | FACED SINGLE MATERIAL | PAPER | ROOF DECK | NO | NO | 4.3 | 25.5 | R
JM | ENRGY 3.E® 4.4" | ISOCYANURATE | FACED SINGLE MATERIAL | PAPER | ROOF DECK | NO | NO | 4.4 | 26.1 | R
JM | ENRGY 3.E® 4.5" | ISOCYANURATE | FACED SINGLE MATERIAL | PAPER | ROOF DECK | NO | NO | 4.5 | 26.8 | R
JM | Tapered ENRGY 3.E® 1A | ISOCYANURATE | FACED SINGLE MATERIAL | PAPER | ROOF DECK | NO | NO | 0.5** | 3.6 | R
JM | Tapered ENRGY 3.E® 1B | ISOCYANURATE | FACED SINGLE MATERIAL | PAPER | ROOF DECK | NO | NO | 0.75** | 5 | R
JM | Tapered ENRGY 3.E® 01 | ISOCYANURATE | FACED SINGLE MATERIAL | PAPER | ROOF DECK | NO | NO | 1** | 6.4 | R
JM | Tapered ENRGY 3.E® 02 | ISOCYANURATE | FACED SINGLE MATERIAL | PAPER | ROOF DECK | NO | NO | 1.25** | 7.8 | R
JM | Tapered ENRGY 3.E® 03 | ISOCYANURATE | FACED SINGLE MATERIAL | PAPER | ROOF DECK | NO | NO | 1.5** | 9.3 | R
JM | Tapered ENRGY 3.E® 04 | ISOCYANURATE | FACED SINGLE MATERIAL | PAPER | ROOF DECK | NO | NO | 1.75** | 10.7 | R
JM | Tapered ENRGY 3.E® 05 | ISOCYANURATE | FACED SINGLE MATERIAL | PAPER | ROOF DECK | NO | NO | 2** | 12.1 | R
JM | Tapered ENRGY 3.E® 06 | ISOCYANURATE | FACED SINGLE MATERIAL | PAPER | ROOF DECK | NO | NO | 2.25** | 13.6 | R
JM | Tapered ENRGY 3.E® AA | ISOCYANURATE | FACED SINGLE MATERIAL | PAPER | ROOF DECK | NO | NO | 0.5** | 4.3 | R
JM | Tapered ENRGY 3.E® A | ISOCYANURATE | FACED SINGLE MATERIAL | PAPER | ROOF DECK | NO | NO | 1** | 7.1 | R
JM | Tapered ENRGY 3.E® B | ISOCYANURATE | FACED SINGLE MATERIAL | PAPER | ROOF DECK | NO | NO | 1.5** | 10 | R
JM | Tapered ENRGY 3.E® C | ISOCYANURATE | FACED SINGLE MATERIAL | PAPER | ROOF DECK | NO | NO | 2** | 12.9 | R
JM | Tapered ENRGY 3.E® D | ISOCYANURATE | FACED SINGLE MATERIAL | PAPER | ROOF DECK | NO | NO | 2.5** | 15.9 | R
JM | Tapered ENRGY 3.E® E | ISOCYANURATE | FACED SINGLE MATERIAL | PAPER | ROOF DECK | NO | NO | 3** | 18.9 | R
JM | Tapered ENRGY 3.E® F | ISOCYANURATE | FACED SINGLE MATERIAL | PAPER | ROOF DECK | NO | NO | 3.5** | 22.1 | R
JM | Tapered ENRGY 3.E® G | ISOCYANURATE | FACED SINGLE MATERIAL | PAPER | ROOF DECK | NO | NO | 1** | 8.6 | R
JM | Tapered ENRGY 3.E® H | ISOCYANURATE | FACED SINGLE MATERIAL | PAPER | ROOF DECK | NO | NO | 2** | 14.4 | R
JM | Tapered ENRGY 3.E® J | ISOCYANURATE | FACED SINGLE MATERIAL | PAPER | ROOF DECK | NO | NO | 1** | 7.8 | R
JM | Tapered ENRGY 3.E® K | ISOCYANURATE | FACED SINGLE MATERIAL | PAPER | ROOF DECK | NO | NO | 1.75** | 12.1 | R
JM | Tapered ENRGY 3.E® L | ISOCYANURATE | FACED SINGLE MATERIAL | PAPER | ROOF DECK | NO | NO | 2.5** | 16.6 | R
JM | Tapered ENRGY 3.E® M | ISOCYANURATE | FACED SINGLE MATERIAL | PAPER | ROOF DECK | NO | NO | 3.25** | 21.2 | R
JM | Tapered ENRGY 3.E® I | ISOCYANURATE | FACED SINGLE MATERIAL | PAPER | ROOF DECK | NO | NO | 3** | 20.5 | R
JM | Tapered ENRGY 3.E® X | ISOCYANURATE | FACED SINGLE MATERIAL | PAPER | ROOF DECK | NO | NO | 0.5** | 5.7 | R
JM | Tapered ENRGY 3.E® Y | ISOCYANURATE | FACED SINGLE MATERIAL | PAPER | ROOF DECK | NO | NO | 1.5** | 11.4 | R
JM | Tapered ENRGY 3.E® Z | ISOCYANURATE | FACED SINGLE MATERIAL | PAPER | ROOF DECK | NO | NO | 2.5** | 17.4 | R
JM | Tapered ENRGY 3.E® ZZ | ISOCYANURATE | FACED SINGLE MATERIAL | PAPER | ROOF DECK | NO | NO | 3.5** | 23.6 | R
JM | Tapered ENRGY 3.E® SS | ISOCYANURATE | FACED SINGLE MATERIAL | PAPER | ROOF DECK | NO | NO | 0.5** | 7.1 | R
JM | Tapered ENRGY 3.E® TT | ISOCYANURATE | FACED SINGLE MATERIAL | PAPER | ROOF DECK | NO | NO | 2** | 15.9 | R
JM | Tapered ENRGY 3.E® Q | ISOCYANURATE | FACED SINGLE MATERIAL | PAPER | ROOF DECK | NO | NO | 0.5** | 8.6 | R
JM | Tapered ENRGY 3.E® QQ | ISOCYANURATE | FACED SINGLE MATERIAL | PAPER | ROOF DECK | NO | NO | 2.5** | 20.5 | R
JM | Tapered ENRGY 3.E® R | ISOCYANURATE | FACED SINGLE MATERIAL | PAPER | ROOF DECK | NO | NO | 0.75** | 5.7 | R
JM | Tapered ENRGY 3.E® S | ISOCYANURATE | FACED SINGLE MATERIAL | PAPER | ROOF DECK | NO | NO | 1.25** | 8.6 | R
JM | Tapered ENRGY 3.E® T | ISOCYANURATE | FACED SINGLE MATERIAL | PAPER | ROOF DECK | NO | NO | 1.75** | 11.4 | R
JM | Tapered ENRGY 3.E® U | ISOCYANURATE | FACED SINGLE MATERIAL | PAPER | ROOF DECK | NO | NO | 2.25** | 14.4 | R
JM | Tapered ENRGY 3.E® V | ISOCYANURATE | FACED SINGLE MATERIAL | PAPER | ROOF DECK | NO | NO | 2.75** | 17.4 | R
JM | Tapered ENRGY 3.E® W | ISOCYANURATE | FACED SINGLE MATERIAL | PAPER | ROOF DECK | NO | NO | 3.25** | 20.5 | R
JM | Tapered ENRGY 3.E® XX | ISOCYANURATE | FACED SINGLE MATERIAL | PAPER | ROOF DECK | NO | NO | 1** | 11.4 | R
JM | Tapered ENRGY 3.E® KK | ISOCYANURATE | FACED SINGLE MATERIAL | PAPER | ROOF DECK | NO | NO | 1.25** | 9.3 | R
JM | Tapered ENRGY 3.E® JJ | ISOCYANURATE | FACED SINGLE MATERIAL | PAPER | ROOF DECK | NO | NO | 0.5** | 5 | R
JM | Tapered ENRGY 3.E® FF | ISOCYANURATE | FACED SINGLE MATERIAL | PAPER | ROOF DECK | NO | NO | 4** | 25.3 | R
JM | Tapered ENRGY 3.E® LL | ISOCYANURATE | FACED SINGLE MATERIAL | PAPER | ROOF DECK | NO | NO | 2** | 13.6 | R
JM | Tapered ENRGY 3.E® MM | ISOCYANURATE | FACED SINGLE MATERIAL | PAPER | ROOF DECK | NO | NO | 2.75** | 18.2 | R
JM | ENRGY 3.E® 25PSI 0.5" | ISOCYANURATE | FACED SINGLE MATERIAL | PAPER | ROOF DECK | NO | NO | 0.5 | 3 | R
JM | ENRGY 3.E® 25PSI 0.75" | ISOCYANURATE | FACED SINGLE MATERIAL | PAPER | ROOF DECK | NO | NO | 0.75 | 4.5 | R
JM | ENRGY 3.E® 25PSI 1" | ISOCYANURATE | FACED SINGLE MATERIAL | PAPER | ROOF DECK | NO | NO | 1 | 5.7 | R
JM | ENRGY 3.E® 25PSI 1.1" | ISOCYANURATE | FACED SINGLE MATERIAL | PAPER | ROOF DECK | NO | NO | 1.1 | 6.3 | R
JM | ENRGY 3.E® 25PSI 1.2" | ISOCYANURATE | FACED SINGLE MATERIAL | PAPER | ROOF DECK | NO | NO | 1.2 | 6.8 | R
JM | ENRGY 3.E® 25PSI 1.25" | ISOCYANURATE | FACED SINGLE MATERIAL | PAPER | ROOF DECK | NO | NO | 1.25 | 7.1 | R
JM | ENRGY 3.E® 25PSI 1.3" | ISOCYANURATE | FACED SINGLE MATERIAL | PAPER | ROOF DECK | NO | NO | 1.3 | 7.4 | R
JM | ENRGY 3.E® 25PSI 1.4" | ISOCYANURATE | FACED SINGLE MATERIAL | PAPER | ROOF DECK | NO | NO | 1.4 | 8 | R
JM | ENRGY 3.E® 25PSI 1.5" | ISOCYANURATE | FACED SINGLE MATERIAL | PAPER | ROOF DECK | NO | NO | 1.5 | 8.6 | R
JM | ENRGY 3.E® 25PSI 1.6" | ISOCYANURATE | FACED SINGLE MATERIAL | PAPER | ROOF DECK | NO | NO | 1.6 | 9.1 | R
JM | ENRGY 3.E® 25PSI 1.7" | ISOCYANURATE | FACED SINGLE MATERIAL | PAPER | ROOF DECK | NO | NO | 1.7 | 9.7 | R
JM | ENRGY 3.E® 25PSI 1.75" | ISOCYANURATE | FACED SINGLE MATERIAL | PAPER | ROOF DECK | NO | NO | 1.75 | 10 | R
JM | ENRGY 3.E® 25PSI 1.8" | ISOCYANURATE | FACED SINGLE MATERIAL | PAPER | ROOF DECK | NO | NO | 1.8 | 10.3 | R
JM | ENRGY 3.E® 25PSI 1.9" | ISOCYANURATE | FACED SINGLE MATERIAL | PAPER | ROOF DECK | NO | NO | 1.9 | 10.8 | R
JM | ENRGY 3.E® 25PSI 2" | ISOCYANURATE | FACED SINGLE MATERIAL | PAPER | ROOF DECK | NO | NO | 2 | 11.4 | R
JM | ENRGY 3.E® 25PSI 2.1" | ISOCYANURATE | FACED SINGLE MATERIAL | PAPER | ROOF DECK | NO | NO | 2.1 | 12 | R
JM | ENRGY 3.E® 25PSI 2.2" | ISOCYANURATE | FACED SINGLE MATERIAL | PAPER | ROOF DECK | NO | NO | 2.2 | 12.6 | R
JM | ENRGY 3.E® 25PSI 2.25" | ISOCYANURATE | FACED SINGLE MATERIAL | PAPER | ROOF DECK | NO | NO | 2.25 | 12.9 | R
JM | ENRGY 3.E® 25PSI 2.3" | ISOCYANURATE | FACED SINGLE MATERIAL | PAPER | ROOF DECK | NO | NO | 2.3 | 13.2 | R
JM | ENRGY 3.E® 25PSI 2.4" | ISOCYANURATE | FACED SINGLE MATERIAL | PAPER | ROOF DECK | NO | NO | 2.4 | 13.8 | R
JM | ENRGY 3.E® 25PSI 2.5" | ISOCYANURATE | FACED SINGLE MATERIAL | PAPER | ROOF DECK | NO | NO | 2.5 | 14.4 | R
JM | ENRGY 3.E® 25PSI 2.6" | ISOCYANURATE | FACED SINGLE MATERIAL | PAPER | ROOF DECK | NO | NO | 2.6 | 15 | R
JM | ENRGY 3.E® 25PSI 2.7" | ISOCYANURATE | FACED SINGLE MATERIAL | PAPER | ROOF DECK | NO | NO | 2.7 | 15.6 | R
JM | ENRGY 3.E® 25PSI 2.75" | ISOCYANURATE | FACED SINGLE MATERIAL | PAPER | ROOF DECK | NO | NO | 2.75 | 15.9 | R
JM | ENRGY 3.E® 25PSI 2.8" | ISOCYANURATE | FACED SINGLE MATERIAL | PAPER | ROOF DECK | NO | NO | 2.8 | 16.2 | R
JM | ENRGY 3.E® 25PSI 2.9" | ISOCYANURATE | FACED SINGLE MATERIAL | PAPER | ROOF DECK | NO | NO | 2.9 | 16.8 | R
JM | ENRGY 3.E® 25PSI 3" | ISOCYANURATE | FACED SINGLE MATERIAL | PAPER | ROOF DECK | NO | NO | 3 | 17.4 | R
JM | ENRGY 3.E® 25PSI 3.1" | ISOCYANURATE | FACED SINGLE MATERIAL | PAPER | ROOF DECK | NO | NO | 3.1 | 18 | R
JM | ENRGY 3.E® 25PSI 3.2" | ISOCYANURATE | FACED SINGLE MATERIAL | PAPER | ROOF DECK | NO | NO | 3.2 | 18.6 | R
JM | ENRGY 3.E® 25PSI 3.25" | ISOCYANURATE | FACED SINGLE MATERIAL | PAPER | ROOF DECK | NO | NO | 3.25 | 18.9 | R
JM | ENRGY 3.E® 25PSI 3.3" | ISOCYANURATE | FACED SINGLE MATERIAL | PAPER | ROOF DECK | NO | NO | 3.3 | 19.2 | R
JM | ENRGY 3.E® 25PSI 3.4" | ISOCYANURATE | FACED SINGLE MATERIAL | PAPER | ROOF DECK | NO | NO | 3.4 | 19.9 | R
JM | ENRGY 3.E® 25PSI 3.5" | ISOCYANURATE | FACED SINGLE MATERIAL | PAPER | ROOF DECK | NO | NO | 3.5 | 20.5 | R
JM | ENRGY 3.E® 25PSI 3.6" | ISOCYANURATE | FACED SINGLE MATERIAL | PAPER | ROOF DECK | NO | NO | 3.6 | 21.1 | R
JM | ENRGY 3.E® 25PSI 3.7" | ISOCYANURATE | FACED SINGLE MATERIAL | PAPER | ROOF DECK | NO | NO | 3.7 | 21.7 | R
JM | ENRGY 3.E® 25PSI 3.75" | ISOCYANURATE | FACED SINGLE MATERIAL | PAPER | ROOF DECK | NO | NO | 3.75 | 22 | R
JM | ENRGY 3.E® 25PSI 3.8" | ISOCYANURATE | FACED SINGLE MATERIAL | PAPER | ROOF DECK | NO | NO | 3.8 | 22.3 | R
JM | ENRGY 3.E® 25PSI 3.9" | ISOCYANURATE | FACED SINGLE MATERIAL | PAPER | ROOF DECK | NO | NO | 3.9 | 23 | R
JM | ENRGY 3.E® 25PSI 4" | ISOCYANURATE | FACED SINGLE MATERIAL | PAPER | ROOF DECK | NO | NO | 4 | 23.6 | R
JM | ENRGY 3.E® 25PSI 4.1" | ISOCYANURATE | FACED SINGLE MATERIAL | PAPER | ROOF DECK | NO | NO | 4.1 | 24.2 | R
JM | ENRGY 3.E® 25PSI 4.2" | ISOCYANURATE | FACED SINGLE MATERIAL | PAPER | ROOF DECK | NO | NO | 4.2 | 24.9 | R
JM | ENRGY 3.E® 25PSI 4.3" | ISOCYANURATE | FACED SINGLE MATERIAL | PAPER | ROOF DECK | NO | NO | 4.3 | 25.5 | R
JM | ENRGY 3.E® 25PSI 4.4" | ISOCYANURATE | FACED SINGLE MATERIAL | PAPER | ROOF DECK | NO | NO | 4.4 | 26.1 | R
JM | ENRGY 3.E® 25PSI 4.5" | ISOCYANURATE | FACED SINGLE MATERIAL | PAPER | ROOF DECK | NO | NO | 4.5 | 26.8 | R
JM | Tapered ENRGY 3.E® 25PSI 1A | ISOCYANURATE | FACED SINGLE MATERIAL | PAPER | ROOF DECK | NO | NO | 0.5** | 3.6 | R
JM | Tapered ENRGY 3.E® 25PSI 1B | ISOCYANURATE | FACED SINGLE MATERIAL | PAPER | ROOF DECK | NO | NO | 0.75** | 5 | R
JM | Tapered ENRGY 3.E® 25PSI 01 | ISOCYANURATE | FACED SINGLE MATERIAL | PAPER | ROOF DECK | NO | NO | 1** | 6.4 | R
JM | Tapered ENRGY 3.E® 25PSI 02 | ISOCYANURATE | FACED SINGLE MATERIAL | PAPER | ROOF DECK | NO | NO | 1.25** | 7.8 | R
JM | Tapered ENRGY 3.E® 25PSI 03 | ISOCYANURATE | FACED SINGLE MATERIAL | PAPER | ROOF DECK | NO | NO | 1.5** | 9.3 | R
JM | Tapered ENRGY 3.E® 25PSI 04 | ISOCYANURATE | FACED SINGLE MATERIAL | PAPER | ROOF DECK | NO | NO | 1.75** | 10.7 | R
JM | Tapered ENRGY 3.E® 25PSI 05 | ISOCYANURATE | FACED SINGLE MATERIAL | PAPER | ROOF DECK | NO | NO | 2** | 12.1 | R
JM | Tapered ENRGY 3.E® 25PSI 06 | ISOCYANURATE | FACED SINGLE MATERIAL | PAPER | ROOF DECK | NO | NO | 2.25** | 13.6 | R
JM | Tapered ENRGY 3.E® 25PSI AA | ISOCYANURATE | FACED SINGLE MATERIAL | PAPER | ROOF DECK | NO | NO | 0.5** | 4.3 | R
JM | Tapered ENRGY 3.E® 25PSI A | ISOCYANURATE | FACED SINGLE MATERIAL | PAPER | ROOF DECK | NO | NO | 1** | 7.1 | R
JM | Tapered ENRGY 3.E® 25PSI B | ISOCYANURATE | FACED SINGLE MATERIAL | PAPER | ROOF DECK | NO | NO | 1.5** | 10 | R
JM | Tapered ENRGY 3.E® 25PSI C | ISOCYANURATE | FACED SINGLE MATERIAL | PAPER | ROOF DECK | NO | NO | 2** | 12.9 | R
JM | Tapered ENRGY 3.E® 25PSI D | ISOCYANURATE | FACED SINGLE MATERIAL | PAPER | ROOF DECK | NO | NO | 2.5** | 15.9 | R
JM | Tapered ENRGY 3.E® 25PSI E | ISOCYANURATE | FACED SINGLE MATERIAL | PAPER | ROOF DECK | NO | NO | 3** | 18.9 | R
JM | Tapered ENRGY 3.E® 25PSI F | ISOCYANURATE | FACED SINGLE MATERIAL | PAPER | ROOF DECK | NO | NO | 3.5** | 22.1 | R
JM | Tapered ENRGY 3.E® 25PSI G | ISOCYANURATE | FACED SINGLE MATERIAL | PAPER | ROOF DECK | NO | NO | 1** | 8.6 | R
JM | Tapered ENRGY 3.E® 25PSI H | ISOCYANURATE | FACED SINGLE MATERIAL | PAPER | ROOF DECK | NO | NO | 2** | 14.4 | R
JM | Tapered ENRGY 3.E® 25PSI J | ISOCYANURATE | FACED SINGLE MATERIAL | PAPER | ROOF DECK | NO | NO | 1** | 7.8 | R
JM | Tapered ENRGY 3.E® 25PSI K | ISOCYANURATE | FACED SINGLE MATERIAL | PAPER | ROOF DECK | NO | NO | 1.75** | 12.1 | R
JM | Tapered ENRGY 3.E® 25PSI L | ISOCYANURATE | FACED SINGLE MATERIAL | PAPER | ROOF DECK | NO | NO | 2.5** | 16.6 | R
JM | Tapered ENRGY 3.E® 25PSI M | ISOCYANURATE | FACED SINGLE MATERIAL | PAPER | ROOF DECK | NO | NO | 3.25** | 21.2 | R
JM | Tapered ENRGY 3.E® 25PSI I | ISOCYANURATE | FACED SINGLE MATERIAL | PAPER | ROOF DECK | NO | NO | 3** | 20.5 | R
JM | Tapered ENRGY 3.E® 25PSI X | ISOCYANURATE | FACED SINGLE MATERIAL | PAPER | ROOF DECK | NO | NO | 0.5** | 5.7 | R
JM | Tapered ENRGY 3.E® 25PSI Y | ISOCYANURATE | FACED SINGLE MATERIAL | PAPER | ROOF DECK | NO | NO | 1.5** | 11.4 | R
JM | Tapered ENRGY 3.E® 25PSI Z | ISOCYANURATE | FACED SINGLE MATERIAL | PAPER | ROOF DECK | NO | NO | 2.5** | 17.4 | R
JM | Tapered ENRGY 3.E® 25PSI ZZ | ISOCYANURATE | FACED SINGLE MATERIAL | PAPER | ROOF DECK | NO | NO | 3.5** | 23.6 | R
JM | Tapered ENRGY 3.E® 25PSI SS | ISOCYANURATE | FACED SINGLE MATERIAL | PAPER | ROOF DECK | NO | NO | 0.5** | 7.1 | R
JM | Tapered ENRGY 3.E® 25PSI TT | ISOCYANURATE | FACED SINGLE MATERIAL | PAPER | ROOF DECK | NO | NO | 2** | 15.9 | R
JM | Tapered ENRGY 3.E® 25PSI Q | ISOCYANURATE | FACED SINGLE MATERIAL | PAPER | ROOF DECK | NO | NO | 0.5** | 8.6 | R
JM | Tapered ENRGY 3.E® 25PSI QQ | ISOCYANURATE | FACED SINGLE MATERIAL | PAPER | ROOF DECK | NO | NO | 2.5** | 20.5 | R
JM | Tapered ENRGY 3.E® 25PSI R | ISOCYANURATE | FACED SINGLE MATERIAL | PAPER | ROOF DECK | NO | NO | 0.75** | 5.7 | R
JM | Tapered ENRGY 3.E® 25PSI S | ISOCYANURATE | FACED SINGLE MATERIAL | PAPER | ROOF DECK | NO | NO | 1.25** | 8.6 | R
JM | Tapered ENRGY 3.E® 25PSI T | ISOCYANURATE | FACED SINGLE MATERIAL | PAPER | ROOF DECK | NO | NO | 1.75** | 11.4 | R
JM | Tapered ENRGY 3.E® 25PSI U | ISOCYANURATE | FACED SINGLE MATERIAL | PAPER | ROOF DECK | NO | NO | 2.25** | 14.4 | R
JM | Tapered ENRGY 3.E® 25PSI V | ISOCYANURATE | FACED SINGLE MATERIAL | PAPER | ROOF DECK | NO | NO | 2.75** | 17.4 | R
JM | Tapered ENRGY 3.E® 25PSI W | ISOCYANURATE | FACED SINGLE MATERIAL | PAPER | ROOF DECK | NO | NO | 3.25** | 20.5 | R
JM | Tapered ENRGY 3.E® 25PSI XX | ISOCYANURATE | FACED SINGLE MATERIAL | PAPER | ROOF DECK | NO | NO | 1** | 11.4 | R
JM | Tapered ENRGY 3.E® 25PSI KK | ISOCYANURATE | FACED SINGLE MATERIAL | PAPER | ROOF DECK | NO | NO | 1.25** | 9.3 | R
JM | Tapered ENRGY 3.E® 25PSI JJ | ISOCYANURATE | FACED SINGLE MATERIAL | PAPER | ROOF DECK | NO | NO | 0.5** | 5 | R
JM | Tapered ENRGY 3.E® 25PSI FF | ISOCYANURATE | FACED SINGLE MATERIAL | PAPER | ROOF DECK | NO | NO | 4** | 25.3 | R
JM | Tapered ENRGY 3.E® 25PSI LL | ISOCYANURATE | FACED SINGLE MATERIAL | PAPER | ROOF DECK | NO | NO | 2** | 13.6 | R
JM | Tapered ENRGY 3.E® 25PSI MM | ISOCYANURATE | FACED SINGLE MATERIAL | PAPER | ROOF DECK | NO | NO | 2.75** | 18.2 | R
JM | INVINSA | ISOCYANURATE | COMPOSITE | COATED FIBERGLASS | ROOF DECK | NO | NO | 0.25 | 1.2 | R
JM | INVINSA FR | ISOCYANURATE | COMPOSITE | COATED FIBERGLASS | ROOF DECK | NO | NO | 0.25 | 1.2 | R
JM | NAILBOARD 1.5" | ISOCYANURATE | COMPOSITE | STRAND BD | ROOF DECK | NO | NO | 1.5 | 6.7962 | R
JM | NAILBOARD 1.75" | ISOCYANURATE | COMPOSITE | STRAND BD | ROOF DECK | NO | NO | 1.75 | 8.3812 | R
JM | NAILBOARD 2" | ISOCYANURATE | COMPOSITE | STRAND BD | ROOF DECK | NO | NO | 2 | 9.9663 | R
JM | NAILBOARD 2.25" | ISOCYANURATE | COMPOSITE | STRAND BD | ROOF DECK | NO | NO | 2.25 | 11.5512 | R
JM | NAILBOARD 2.5" | ISOCYANURATE | COMPOSITE | STRAND BD | ROOF DECK | NO | NO | 2.5 | 13.1363 | R
JM | NAILBOARD 2.75" | ISOCYANURATE | COMPOSITE | STRAND BD | ROOF DECK | NO | NO | 2.75 | 14.7212 | R
JM | NAILBOARD 3" | ISOCYANURATE | COMPOSITE | STRAND BD | ROOF DECK | NO | NO | 3 | 16.3062 | R
JM | NAILBOARD 3.25" | ISOCYANURATE | COMPOSITE | STRAND BD | ROOF DECK | NO | NO | 3.25 | 17.8912 | R
JM | NAILBOARD 3.5" | ISOCYANURATE | COMPOSITE | STRAND BD | ROOF DECK | NO | NO | 3.5 | 19.4763 | R
JM | NAILBOARD 3.75" | ISOCYANURATE | COMPOSITE | STRAND BD | ROOF DECK | NO | NO | 3.75 | 21.0613 | R
JM | NAILBOARD 4" | ISOCYANURATE | COMPOSITE | STRAND BD | ROOF DECK | NO | NO | 4 | 22.6462 | R
JM | NAILBOARD 4.25" | ISOCYANURATE | COMPOSITE | STRAND BD | ROOF DECK | NO | NO | 4.25 | 24.2312 | R
JM | NAILBOARD 4.5" | ISOCYANURATE | COMPOSITE | STRAND BD | ROOF DECK | NO | NO | 4.5 | 25.8163 | R
JM | VENTED NAILBOARD 2.5" | ISOCYANURATE | COMPOSITE | STRAND BD | ROOF DECK | NO | NO | 2.5 | 6 | R
JM | VENTED NAILBOARD 2.75" | ISOCYANURATE | COMPOSITE | STRAND BD | ROOF DECK | NO | NO | 2.75 | 7.5 | R
JM | VENTED NAILBOARD 3" | ISOCYANURATE | COMPOSITE | STRAND BD | ROOF DECK | NO | NO | 3 | 9 | R
JM | VENTED NAILBOARD 3.25" | ISOCYANURATE | COMPOSITE | STRAND BD | ROOF DECK | NO | NO | 3.25 | 10.5 | R
JM | VENTED NAILBOARD 3.5" | ISOCYANURATE | COMPOSITE | STRAND BD | ROOF DECK | NO | NO | 3.5 | 12.1 | R
JM | VENTED NAILBOARD 3.75" | ISOCYANURATE | COMPOSITE | STRAND BD | ROOF DECK | NO | NO | 3.75 | 13.7 | R
JM | VENTED NAILBOARD 4" | ISOCYANURATE | COMPOSITE | STRAND BD | ROOF DECK | NO | NO | 4 | 15.3 | R
JM | VENTED NAILBOARD 4.25" | ISOCYANURATE | COMPOSITE | STRAND BD | ROOF DECK | NO | NO | 4.25 | 16.9 | R
JM | VENTED NAILBOARD 4.5" | ISOCYANURATE | COMPOSITE | STRAND BD | ROOF DECK | NO | NO | 4.5 | 18.5 | R
JM | VENTED NAILBOARD 4.75" | ISOCYANURATE | COMPOSITE | STRAND BD | ROOF DECK | NO | NO | 4.75 | 20.1 | R
JM | VENTED NAILBOARD 5" | ISOCYANURATE | COMPOSITE | STRAND BD | ROOF DECK | NO | NO | 5 | 21.7 | R
JM | VENTED NAILBOARD 5.25" | ISOCYANURATE | COMPOSITE | STRAND BD | ROOF DECK | NO | NO | 5.25 | 23.4 | R
JM | VENTED NAILBOARD 5.5" | ISOCYANURATE | COMPOSITE | STRAND BD | ROOF DECK | NO | NO | 5.5 | 25 | R
JM | Protector™ HD | ISOCYANURATE | FACED SINGLE MATERIAL | COATED FIBERGLASS | ROOF DECK | NO | NO | 0.5 | 2.5 | R
JM | Protector™ HD FR | ISOCYANURATE | FACED SINGLE MATERIAL | COATED FIBERGLASS | ROOF DECK | NO | NO | 0.5 | 2.5 | R
JM | R-Panel™ 1" | ISOCYANURATE | FACED SINGLE MATERIAL | PAPER | ROOF DECK | NO | NO | 1 | 5.7 | R
JM | R-Panel™ 1.5" | ISOCYANURATE | FACED SINGLE MATERIAL | PAPER | ROOF DECK | NO | NO | 1.5 | 8.6 | R
JM | R-Panel™ 1.7" | ISOCYANURATE | FACED SINGLE MATERIAL | PAPER | ROOF DECK | NO | NO | 1.7 | 9.7 | R
JM | R-Panel™ 2" | ISOCYANURATE | FACED SINGLE MATERIAL | PAPER | ROOF DECK | NO | NO | 2 | 11.4 | R
JM | R-Panel™ 2.3" | ISOCYANURATE | FACED SINGLE MATERIAL | PAPER | ROOF DECK | NO | NO | 2.3 | 13.2 | R
JM | R-Panel™ 2.5" | ISOCYANURATE | FACED SINGLE MATERIAL | PAPER | ROOF DECK | NO | NO | 2.5 | 14.4 | R
JM | R-Panel™ 3" | ISOCYANURATE | FACED SINGLE MATERIAL | PAPER | ROOF DECK | NO | NO | 3 | 17.4 | R
JM | R-Panel™ 3.3" | ISOCYANURATE | FACED SINGLE MATERIAL | PAPER | ROOF DECK | NO | NO | 3.3 | 19.2 | R
JM | R-Panel™ 4" | ISOCYANURATE | FACED SINGLE MATERIAL | PAPER | ROOF DECK | NO | NO | 4 | 23.6 | R
JM | SeparatoR™ 0.5" | ISOCYANURATE | FACED SINGLE MATERIAL | PAPER | ROOF DECK | NO | NO | 0.5 | 2.9 | R
JM | SeparatoR™ CGF | ISOCYANURATE | FACED SINGLE MATERIAL | COATED FIBERGLASS | ROOF DECK | NO | NO | 0.5 | 2.9 | R
JM | SeparatoR™ FR | ISOCYANURATE | FACED SINGLE MATERIAL | COATED FIBERGLASS | ROOF DECK | NO | NO | 0.5 | 2.9 | R
JM | XSPECT® ISOFOAM APF BOARD | ISOCYANURATE | FACED SINGLE MTL | METAL FOIL | EQUIP/DUCT | NO | YES | 1 | 6 | R
JM | XSPECT® ISOFOAM APF BOARD | ISOCYANURATE | FACED SINGLE MTL | METAL FOIL | EQUIP/DUCT | NO | YES | 1.5 | 9.3 | R
JM | XSPECT® ISOFOAM APF BOARD | ISOCYANURATE | FACED SINGLE MTL | METAL FOIL | EQUIP/DUCT | NO | YES | 2 | 13 | R
JM | XSPECT® ISOFOAM APF BOARD | ISOCYANURATE | FACED SINGLE MTL | METAL FOIL | EQUIP/DUCT | NO | YES | 2.5 | 16 | R
JM | XSPECT® ISOFOAM APF BOARD | ISOCYANURATE | FACED SINGLE MTL | METAL FOIL | EQUIP/DUCT | NO | YES | 3 | 19 | R
JM | XSPECT® ISOFOAM APF BOARD | ISOCYANURATE | FACED SINGLE MTL | METAL FOIL | EQUIP/DUCT | NO | YES | 3.5 | 22 | R
JM | XSPECT® ISOFOAM APF BOARD | ISOCYANURATE | FACED SINGLE MTL | METAL FOIL | EQUIP/DUCT | NO | YES | 4 | 26 | R
**Minimum Thickness
* DESCRIPTION OF BRAND CODES:
JM = JOHNS MANVILLE
Kingspan Insulation LLC - T 1538 |  |  |  | Updated 08/24/2022
ISO | ISO-C1/2.0 | ISOCYANURATE | SINGLE MATERIAL | NONE | WALL | NO | NO | 2 | 11.3 | R
ISO | ISO-C1/2.0 | ISOCYANURATE | SINGLE MATERIAL | NONE | WALL | NO | NO | 3 | 17 | R
* DESCRIPTION OF BRAND CODES:
ISO= ISO-C1
Polyglass USA - T 1529 |  |  |  | Updated 06/03/2019
PLT | POLYTHERM | ISOCYANURATE | FACED SINGLE MATERIAL | GLASS FIBER FELT | ROOF DECK | NO | NO | 1 | 5.7 | R
PLT | POLYTHERM | ISOCYANURATE | FACED SINGLE MATERIAL | GLASS FIBER FELT | ROOF DECK | NO | NO | 1.5 | 8.6 | R
PLT | POLYTHERM | ISOCYANURATE | FACED SINGLE MATERIAL | GLASS FIBER FELT | ROOF DECK | NO | NO | 2 | 11.4 | R
PLT | POLYTHERM | ISOCYANURATE | FACED SINGLE MATERIAL | GLASS FIBER FELT | ROOF DECK | NO | NO | 2.5 | 14.4 | R
PLT | POLYTHERM | ISOCYANURATE | FACED SINGLE MATERIAL | GLASS FIBER FELT | ROOF DECK | NO | NO | 3 | 17.4 | R
PLT | POLYTHERM | ISOCYANURATE | FACED SINGLE MATERIAL | GLASS FIBER FELT | ROOF DECK | NO | NO | 3.5 | 20.5 | R
PLT | POLYTHERM | ISOCYANURATE | FACED SINGLE MATERIAL | GLASS FIBER FELT | ROOF DECK | NO | NO | 4 | 23.6 | R
PTG | POLYTHERM G | ISOCYANURATE | FACED SINGLE MATERIAL | COATED GLASS FELT | ROOF DECK | NO | NO | 1 | 5.7 | R
PTG | POLYTHERM G | ISOCYANURATE | FACED SINGLE MATERIAL | COATED GLASS FELT | ROOF DECK | NO | NO | 1.5 | 8.6 | R
PTG | POLYTHERM G | ISOCYANURATE | FACED SINGLE MATERIAL | COATED GLASS FELT | ROOF DECK | NO | NO | 2 | 11.4 | R
PTG | POLYTHERM G | ISOCYANURATE | FACED SINGLE MATERIAL | COATED GLASS FELT | ROOF DECK | NO | NO | 2.5 | 14.4 | R
PTG | POLYTHERM G | ISOCYANURATE | FACED SINGLE MATERIAL | COATED GLASS FELT | ROOF DECK | NO | NO | 3 | 17.4 | R
PTG | POLYTHERM G | ISOCYANURATE | FACED SINGLE MATERIAL | COATED GLASS FELT | ROOF DECK | NO | NO | 3.5 | 20.5 | R
PTG | POLYTHERM G | ISOCYANURATE | FACED SINGLE MATERIAL | COATED GLASS FELT | ROOF DECK | NO | NO | 4 | 23.6 | R
PTH | POLYTHERM-H | ISOCYANURATE | FACED SINGLE MATERIAL | PAPER | ROOF DECK | NO | NO | 1 | 5.6 | R
PTH | POLYTHERM-H | ISOCYANURATE | FACED SINGLE MATERIAL | PAPER | ROOF DECK | NO | NO | 1.5 | 8.6 | R
PTH | POLYTHERM-H | ISOCYANURATE | FACED SINGLE MATERIAL | PAPER | ROOF DECK | NO | NO | 2 | 11.4 | R
PTH | POLYTHERM-H | ISOCYANURATE | FACED SINGLE MATERIAL | PAPER | ROOF DECK | NO | NO | 2.5 | 14.4 | R
PTH | POLYTHERM-H | ISOCYANURATE | FACED SINGLE MATERIAL | PAPER | ROOF DECK | NO | NO | 3 | 17.4 | R
PTH | POLYTHERM-H | ISOCYANURATE | FACED SINGLE MATERIAL | PAPER | ROOF DECK | NO | NO | 3.5 | 20.5 | R
PTH | POLYTHERM-H | ISOCYANURATE | FACED SINGLE MATERIAL | PAPER | ROOF DECK | NO | NO | 4 | 23.6 | R
* DESCRIPTION OF BRAND CODES:
PLT = POLYTHERM
PTG = POLYTHERM G
PTH = POLYTHERM-H
RMAX - T 1523 |  |  |  | Updated 10/14/2024
AB | ECOMAXCI FR AB | ISOCYANURATE | FACED SINGLE MATERIAL | METAL FOIL | WALL | NO | YES | 2 | 13.1 | R
AB | ECOMAXCI FR AB | ISOCYANURATE | FACED SINGLE MATERIAL | METAL FOIL | WALL | NO | YES | 2.5 | 16.7 | R
AB | ECOMAXCI FR AB | ISOCYANURATE | FACED SINGLE MATERIAL | METAL FOIL | WALL | NO | YES | 3 | 20.3 | R
AB | ECOMAXCI FR AB | ISOCYANURATE | FACED SINGLE MATERIAL | METAL FOIL | WALL | NO | YES | 3.5 | 23.9 | R
AB | ECOMAXCI FR AB | ISOCYANURATE | FACED SINGLE MATERIAL | METAL FOIL | WALL | NO | YES | 4 | 27.4 | R
AB | ECOMAXCI FR AB | ISOCYANURATE | FACED SINGLE MATERIAL | METAL FOIL | WALL | NO | YES | 4.5 | 31 | R
CCG | CONCRETE CORE_CG | ISOCYANURATE | FACED SINGLE MATERIAL | FIB GLS | CLG WALL FLR | NO | NO | 0.5 | 3 | R
CCG | CONCRETE CORE_CG | ISOCYANURATE | FACED SINGLE MATERIAL | FIB GLS | CLG WALL FLR | NO | NO | 1 | 6 | R
CCG | CONCRETE CORE_CG | ISOCYANURATE | FACED SINGLE MATERIAL | FIB GLS | CLG WALL FLR | NO | NO | 1.5 | 9 | R
CCG | CONCRETE CORE_CG | ISOCYANURATE | FACED SINGLE MATERIAL | FIB GLS | CLG WALL FLR | NO | NO | 2 | 12.1 | R
CCG | CONCRETE CORE_CG | ISOCYANURATE | FACED SINGLE MATERIAL | FIB GLS | CLG WALL FLR | NO | NO | 2.5 | 15.3 | R
CCG | CONCRETE CORE_CG | ISOCYANURATE | FACED SINGLE MATERIAL | FIB GLS | CLG WALL FLR | NO | NO | 3 | 18.5 | R
CCG | CONCRETE CORE_CG | ISOCYANURATE | FACED SINGLE MATERIAL | FIB GLS | CLG WALL FLR | NO | NO | 3.5 | 21.7 | R
CCG | CONCRETE CORE_CG | ISOCYANURATE | FACED SINGLE MATERIAL | FIB GLS | CLG WALL FLR | NO | NO | 4 | 25 | R
CCG | CONCRETE CORE_CG | ISOCYANURATE | FACED SINGLE MATERIAL | FIB GLS | CLG WALL FLR | NO | NO | 4.5 | 28.3 | R
DS | DURASHEATH | ISOCYANURATE | FACED SINGLE MATERIAL | FIB GLS | CLG WALL FLR | NO | NO | 0.5 | 3 | R
DS | DURASHEATH | ISOCYANURATE | FACED SINGLE MATERIAL | FIB GLS | CLG WALL FLR | NO | NO | 0.625 | 3.8 | R
DS | DURASHEATH | ISOCYANURATE | FACED SINGLE MATERIAL | FIB GLS | CLG WALL FLR | NO | NO | 0.75 | 4.5 | R
DS | DURASHEATH | ISOCYANURATE | FACED SINGLE MATERIAL | FIB GLS | CLG WALL FLR | NO | NO | 1 | 6 | R
DS | DURASHEATH | ISOCYANURATE | FACED SINGLE MATERIAL | FIB GLS | CLG WALL FLR | NO | NO | 1.5 | 9 | R
DS | DURASHEATH | ISOCYANURATE | FACED SINGLE MATERIAL | FIB GLS | CLG WALL FLR | NO | NO | 2 | 12.1 | R
DS | DURASHEATH | ISOCYANURATE | FACED SINGLE MATERIAL | FIB GLS | CLG WALL FLR | NO | NO | 2.5 | 15.3 | R
DS | DURASHEATH | ISOCYANURATE | FACED SINGLE MATERIAL | FIB GLS | CLG WALL FLR | NO | NO | 3 | 18.5 | R
DS | DURASHEATH | ISOCYANURATE | FACED SINGLE MATERIAL | FIB GLS | CLG WALL FLR | NO | NO | 3.5 | 21.7 | R
DS | DURASHEATH | ISOCYANURATE | FACED SINGLE MATERIAL | FIB GLS | CLG WALL FLR | NO | NO | 4 | 25 | R
DS | DURASHEATH | ISOCYANURATE | FACED SINGLE MATERIAL | FIB GLS | CLG WALL FLR | NO | NO | 4.5 | 28.3 | R
ECI | ECOMAXCI | ISOCYANURATE | FACED SINGLE MATERIAL | METAL FOIL | WALL | NO | YES | 2 | 13.1 | R
ECI | ECOMAXCI | ISOCYANURATE | FACED SINGLE MATERIAL | METAL FOIL | WALL | NO | YES | 2.5 | 16.7 | R
ECI | ECOMAXCI | ISOCYANURATE | FACED SINGLE MATERIAL | METAL FOIL | WALL | NO | YES | 3 | 20.3 | R
ECI | ECOMAXCI | ISOCYANURATE | FACED SINGLE MATERIAL | METAL FOIL | WALL | NO | YES | 3.5 | 23.9 | R
ECI | ECOMAXCI | ISOCYANURATE | FACED SINGLE MATERIAL | METAL FOIL | WALL | NO | YES | 4 | 27.4 | R
ECI | ECOMAXCI | ISOCYANURATE | FACED SINGLE MATERIAL | METAL FOIL | WALL | NO | YES | 4.5 | 31 | R
ECP | ECOMAXCI PLY*** | ISOCYANURATE | COMPOSITE | OTHER | WALL | NO | YES | 1.38 | 5.2 | R
ECP | ECOMAXCI PLY*** | ISOCYANURATE | COMPOSITE | OTHER | WALL | NO | YES | 1.63 | 6.7 | R
ECP | ECOMAXCI PLY*** | ISOCYANURATE | COMPOSITE | OTHER | WALL | NO | YES | 2.13 | 9.8 | R
ECP | ECOMAXCI PLY*** | ISOCYANURATE | COMPOSITE | OTHER | WALL | NO | YES | 3.13 | 16 | R
ECP | ECOMAXCI PLY*** | ISOCYANURATE | COMPOSITE | OTHER | WALL | NO | YES | 3.63 | 19.2 | R
ECP | ECOMAXCI PLY*** | ISOCYANURATE | COMPOSITE | OTHER | WALL | NO | YES | 4.13 | 22.5 | R
ECP | ECOMAXCI PLY*** | ISOCYANURATE | COMPOSITE | OTHER | WALL | NO | YES | 4.63 | 25.7 | R
ECP | ECOMAXCI PLY*** | ISOCYANURATE | COMPOSITE | OTHER | WALL | NO | YES | 5.13 | 29 | R
ECP | ECOMAXCI PLY**** | ISOCYANURATE | COMPOSITE | OTHER | WALL | NO | YES | 1.5 | 5.4 | R
ECP | ECOMAXCI PLY**** | ISOCYANURATE | COMPOSITE | OTHER | WALL | NO | YES | 1.75 | 6.9 | R
ECP | ECOMAXCI PLY**** | ISOCYANURATE | COMPOSITE | OTHER | WALL | NO | YES | 2.15 | 9.3 | R
ECP | ECOMAXCI PLY**** | ISOCYANURATE | COMPOSITE | OTHER | WALL | NO | YES | 3.25 | 16.2 | R
ECP | ECOMAXCI PLY**** | ISOCYANURATE | COMPOSITE | OTHER | WALL | NO | YES | 3.75 | 19.4 | R
ECP | ECOMAXCI PLY**** | ISOCYANURATE | COMPOSITE | OTHER | WALL | NO | YES | 4.25 | 22.7 | R
ECP | ECOMAXCI PLY**** | ISOCYANURATE | COMPOSITE | OTHER | WALL | NO | YES | 4.75 | 25.9 | R
ECP | ECOMAXCI PLY**** | ISOCYANURATE | COMPOSITE | OTHER | WALL | NO | YES | 5.25 | 29.2 | R
EVO | EVOMAXCI | ISOCYANURATE | FACED SINGLE MATERIAL | METAL FOIL | WALL | NO | YES | 2 | 13.1 | R
EVO | EVOMAXCI | ISOCYANURATE | FACED SINGLE MATERIAL | METAL FOIL | WALL | NO | YES | 2.5 | 16.7 | R
EVO | EVOMAXCI | ISOCYANURATE | FACED SINGLE MATERIAL | METAL FOIL | WALL | NO | YES | 3 | 20.3 | R
EVO | EVOMAXCI | ISOCYANURATE | FACED SINGLE MATERIAL | METAL FOIL | WALL | NO | YES | 3.5 | 23.9 | R
EVO | EVOMAXCI | ISOCYANURATE | FACED SINGLE MATERIAL | METAL FOIL | WALL | NO | YES | 4 | 27.4 | R
EVO | EVOMAXCI | ISOCYANURATE | FACED SINGLE MATERIAL | METAL FOIL | WALL | NO | YES | 4.5 | 31 | R
FR | ECOMAXCI FR | ISOCYANURATE | FACED SINGLE MATERIAL | METAL FOIL | CLG WALL FLR | YES | YES | 0.75 | 5 | R
FR | ECOMAXCI FR | ISOCYANURATE | FACED SINGLE MATERIAL | METAL FOIL | CLG WALL FLR | YES | YES | 1 | 6 | R
FR | ECOMAXCI FR | ISOCYANURATE | FACED SINGLE MATERIAL | METAL FOIL | CLG WALL FLR | YES | YES | 1.25 | 7.8 | R
FR | ECOMAXCI FR | ISOCYANURATE | FACED SINGLE MATERIAL | METAL FOIL | CLG WALL FLR | YES | YES | 1.5 | 9.6 | R
FR | ECOMAXCI FR | ISOCYANURATE | FACED SINGLE MATERIAL | METAL FOIL | CLG WALL FLR | YES | YES | 1.75 | 11.4 | R
FR | ECOMAXCI FR | ISOCYANURATE | FACED SINGLE MATERIAL | METAL FOIL | CLG WALL FLR | YES | YES | 2 | 13.1 | R
FR | ECOMAXCI FR | ISOCYANURATE | FACED SINGLE MATERIAL | METAL FOIL | CLG WALL FLR | YES | YES | 2.25 | 14.9 | R
FR | ECOMAXCI FR | ISOCYANURATE | FACED SINGLE MATERIAL | METAL FOIL | CLG WALL FLR | YES | YES | 2.5 | 16.7 | R
FR | ECOMAXCI FR | ISOCYANURATE | FACED SINGLE MATERIAL | METAL FOIL | CLG WALL FLR | YES | YES | 3 | 20.3 | R
FR | ECOMAXCI FR | ISOCYANURATE | FACED SINGLE MATERIAL | METAL FOIL | CLG WALL FLR | YES | YES | 3.25 | 22.1 | R
FR | ECOMAXCI FR | ISOCYANURATE | FACED SINGLE MATERIAL | METAL FOIL | CLG WALL FLR | YES | YES | 3.5 | 23.9 | R
FR | ECOMAXCI FR | ISOCYANURATE | FACED SINGLE MATERIAL | METAL FOIL | CLG WALL FLR | YES | YES | 3.75 | 25.7 | R
FR | ECOMAXCI FR | ISOCYANURATE | FACED SINGLE MATERIAL | METAL FOIL | CLG WALL FLR | YES | YES | 4 | 27.4 | R
FR | ECOMAXCI FR | ISOCYANURATE | FACED SINGLE MATERIAL | METAL FOIL | CLG WALL FLR | YES | YES | 4.5 | 31 | R
FRP | ECOMAXCI FR PLY*** | ISOCYANURATE | COMPOSITE | OTHER | WALL | NO | YES | 1.38 | 5.7 | R
FRP | ECOMAXCI FR PLY*** | ISOCYANURATE | COMPOSITE | OTHER | WALL | NO | YES | 1.63 | 6.7 | R
FRP | ECOMAXCI FR PLY*** | ISOCYANURATE | COMPOSITE | OTHER | WALL | NO | YES | 2.13 | 10.3 | R
FRP | ECOMAXCI FR PLY*** | ISOCYANURATE | COMPOSITE | OTHER | WALL | NO | YES | 3.13 | 17.4 | R
FRP | ECOMAXCI FR PLY*** | ISOCYANURATE | COMPOSITE | OTHER | WALL | NO | YES | 3.63 | 21 | R
FRP | ECOMAXCI FR PLY*** | ISOCYANURATE | COMPOSITE | OTHER | WALL | NO | YES | 4.13 | 24.6 | R
FRP | ECOMAXCI FR PLY*** | ISOCYANURATE | COMPOSITE | OTHER | WALL | NO | YES | 4.63 | 28.1 | R
FRP | ECOMAXCI FR PLY*** | ISOCYANURATE | COMPOSITE | OTHER | WALL | NO | YES | 5.13 | 31.7 | R
FRP | ECOMAXCI FR PLY**** | ISOCYANURATE | COMPOSITE | OTHER | WALL | NO | YES | 1.5 | 5.9 | R
FRP | ECOMAXCI FR PLY**** | ISOCYANURATE | COMPOSITE | OTHER | WALL | NO | YES | 1.75 | 6.9 | R
FRP | ECOMAXCI FR PLY**** | ISOCYANURATE | COMPOSITE | OTHER | WALL | NO | YES | 2.25 | 10.5 | R
FRP | ECOMAXCI FR PLY**** | ISOCYANURATE | COMPOSITE | OTHER | WALL | NO | YES | 3.25 | 17.6 | R
FRP | ECOMAXCI FR PLY**** | ISOCYANURATE | COMPOSITE | OTHER | WALL | NO | YES | 3.75 | 21.2 | R
FRP | ECOMAXCI FR PLY**** | ISOCYANURATE | COMPOSITE | OTHER | WALL | NO | YES | 4.25 | 24.8 | R
FRP | ECOMAXCI FR PLY**** | ISOCYANURATE | COMPOSITE | OTHER | WALL | NO | YES | 4.75 | 28.3 | R
FRP | ECOMAXCI FR PLY**** | ISOCYANURATE | COMPOSITE | OTHER | WALL | NO | YES | 5.25 | 31.9 | R
FRW | ECOMAXCI FR WHITE | ISOCYANURATE | FACED SINGLE MATERIAL | METAL FOIL | CLG WALL FLR | YES | YES | 1 | 6 | R
FRW | ECOMAXCI FR WHITE | ISOCYANURATE | FACED SINGLE MATERIAL | METAL FOIL | CLG WALL FLR | YES | YES | 1.25 | 7.8 | R
FRW | ECOMAXCI FR WHITE | ISOCYANURATE | FACED SINGLE MATERIAL | METAL FOIL | CLG WALL FLR | YES | YES | 1.5 | 9.6 | R
FRW | ECOMAXCI FR WHITE | ISOCYANURATE | FACED SINGLE MATERIAL | METAL FOIL | CLG WALL FLR | YES | YES | 1.75 | 11.4 | R
FRW | ECOMAXCI FR WHITE | ISOCYANURATE | FACED SINGLE MATERIAL | METAL FOIL | CLG WALL FLR | YES | YES | 2 | 13.1 | R
FRW | ECOMAXCI FR WHITE | ISOCYANURATE | FACED SINGLE MATERIAL | METAL FOIL | CLG WALL FLR | YES | YES | 2.5 | 16.7 | R
FRW | ECOMAXCI FR WHITE | ISOCYANURATE | FACED SINGLE MATERIAL | METAL FOIL | CLG WALL FLR | YES | YES | 3 | 20.3 | R
FRW | ECOMAXCI FR WHITE | ISOCYANURATE | FACED SINGLE MATERIAL | METAL FOIL | CLG WALL FLR | YES | YES | 3.5 | 23.9 | R
FRW | ECOMAXCI FR WHITE | ISOCYANURATE | FACED SINGLE MATERIAL | METAL FOIL | CLG WALL FLR | YES | YES | 4 | 27.4 | R
FRW | ECOMAXCI FR WHITE | ISOCYANURATE | FACED SINGLE MATERIAL | METAL FOIL | CLG WALL FLR | YES | YES | 4.5 | 31 | R
MFA | MULTI-MAX FA-3 | ISOCYANURATE | FACED SINGLE MATERIAL | PAPER | ROOF DECK | NO | NO | 1.5 | 8.6 | R
MFA | MULTI-MAX FA-3 | ISOCYANURATE | FACED SINGLE MATERIAL | PAPER | ROOF DECK | NO | NO | 1.6 | 9.1 | R
MFA | MULTI-MAX FA-3 | ISOCYANURATE | FACED SINGLE MATERIAL | PAPER | ROOF DECK | NO | NO | 1.8 | 10.3 | R
MFA | MULTI-MAX FA-3 | ISOCYANURATE | FACED SINGLE MATERIAL | PAPER | ROOF DECK | NO | NO | 2 | 11.4 | R
MFA | MULTI-MAX FA-3 | ISOCYANURATE | FACED SINGLE MATERIAL | PAPER | ROOF DECK | NO | NO | 2.1 | 12 | R
MFA | MULTI-MAX FA-3 | ISOCYANURATE | FACED SINGLE MATERIAL | PAPER | ROOF DECK | NO | NO | 2.3 | 13.2 | R
MFA | MULTI-MAX FA-3 | ISOCYANURATE | FACED SINGLE MATERIAL | PAPER | ROOF DECK | NO | NO | 2.5 | 14.4 | R
MFA | MULTI-MAX FA-3 | ISOCYANURATE | FACED SINGLE MATERIAL | PAPER | ROOF DECK | NO | NO | 2.6 | 15 | R
MFA | MULTI-MAX FA-3 | ISOCYANURATE | FACED SINGLE MATERIAL | PAPER | ROOF DECK | NO | NO | 2.7 | 15.6 | R
MFA | MULTI-MAX FA-3 | ISOCYANURATE | FACED SINGLE MATERIAL | PAPER | ROOF DECK | NO | NO | 3 | 17.4 | R
MFA | MULTI-MAX FA-3 | ISOCYANURATE | FACED SINGLE MATERIAL | PAPER | ROOF DECK | NO | NO | 3.3 | 19.2 | R
MFA | MULTI-MAX FA-3 | ISOCYANURATE | FACED SINGLE MATERIAL | PAPER | ROOF DECK | NO | NO | 3.5 | 20.5 | R
MFA | MULTI-MAX FA-3 | ISOCYANURATE | FACED SINGLE MATERIAL | PAPER | ROOF DECK | NO | NO | 4 | 23.6 | R
MFA | MULTI-MAX FA-3 | ISOCYANURATE | FACED SINGLE MATERIAL | PAPER | ROOF DECK | NO | NO | 4.5 | 26.8 | R
MHD | MULTI-MAX HD | ISOCYANURATE | FACED SINGLE MATERIAL | PAPER | ROOF DECK | NO | NO | 1.5 | 8.6 | R
MHD | MULTI-MAX HD | ISOCYANURATE | FACED SINGLE MATERIAL | PAPER | ROOF DECK | NO | NO | 1.6 | 9.1 | R
MHD | MULTI-MAX HD | ISOCYANURATE | FACED SINGLE MATERIAL | PAPER | ROOF DECK | NO | NO | 1.8 | 10.3 | R
MHD | MULTI-MAX HD | ISOCYANURATE | FACED SINGLE MATERIAL | PAPER | ROOF DECK | NO | NO | 2 | 11.4 | R
MHD | MULTI-MAX HD | ISOCYANURATE | FACED SINGLE MATERIAL | PAPER | ROOF DECK | NO | NO | 2.1 | 12 | R
MHD | MULTI-MAX HD | ISOCYANURATE | FACED SINGLE MATERIAL | PAPER | ROOF DECK | NO | NO | 2.3 | 13.2 | R
MHD | MULTI-MAX HD | ISOCYANURATE | FACED SINGLE MATERIAL | PAPER | ROOF DECK | NO | NO | 2.5 | 14.4 | R
MHD | MULTI-MAX HD | ISOCYANURATE | FACED SINGLE MATERIAL | PAPER | ROOF DECK | NO | NO | 2.6 | 15 | R
MHD | MULTI-MAX HD | ISOCYANURATE | FACED SINGLE MATERIAL | PAPER | ROOF DECK | NO | NO | 2.7 | 15.6 | R
MHD | MULTI-MAX HD | ISOCYANURATE | FACED SINGLE MATERIAL | PAPER | ROOF DECK | NO | NO | 3 | 17.4 | R
MHD | MULTI-MAX HD | ISOCYANURATE | FACED SINGLE MATERIAL | PAPER | ROOF DECK | NO | NO | 3.3 | 19.2 | R
MHD | MULTI-MAX HD | ISOCYANURATE | FACED SINGLE MATERIAL | PAPER | ROOF DECK | NO | NO | 3.5 | 20.5 | R
MHD | MULTI-MAX HD | ISOCYANURATE | FACED SINGLE MATERIAL | PAPER | ROOF DECK | NO | NO | 4 | 23.6 | R
MHD | MULTI-MAX HD | ISOCYANURATE | FACED SINGLE MATERIAL | PAPER | ROOF DECK | NO | NO | 4.5 | 26.8 | R
MM | MULTI-MAX-3 | ISOCYANURATE | FACED SINGLE MATERIAL | FBR GLS | ROOF DECK | NO | NO | 2.1 | 12 | R
MM | MULTI-MAX-3 | ISOCYANURATE | FACED SINGLE MATERIAL | FBR GLS | ROOF DECK | NO | NO | 2.3 | 13.2 | R
MM | MULTI-MAX-3 | ISOCYANURATE | FACED SINGLE MATERIAL | FBR GLS | ROOF DECK | NO | NO | 2.5 | 14.4 | R
MM | MULTI-MAX-3 | ISOCYANURATE | FACED SINGLE MATERIAL | FBR GLS | ROOF DECK | NO | NO | 2.6 | 15 | R
MM | MULTI-MAX-3 | ISOCYANURATE | FACED SINGLE MATERIAL | FBR GLS | ROOF DECK | NO | NO | 2.7 | 15.6 | R
MM | MULTI-MAX-3 | ISOCYANURATE | FACED SINGLE MATERIAL | FBR GLS | ROOF DECK | NO | NO | 3 | 17.4 | R
MM | MULTI-MAX-3 | ISOCYANURATE | FACED SINGLE MATERIAL | FBR GLS | ROOF DECK | NO | NO | 3.3 | 19.2 | R
MM | MULTI-MAX-3 | ISOCYANURATE | FACED SINGLE MATERIAL | FBR GLS | ROOF DECK | NO | NO | 3.5 | 20.5 | R
MM | MULTI-MAX-3 | ISOCYANURATE | FACED SINGLE MATERIAL | FBR GLS | ROOF DECK | NO | NO | 4 | 23.6 | R
NB3 | NAILABLE BASE-3 | ISOCYANURATE | COMPOSITE | OTHER | ROOF DECK | NO | NO | 1.5 | 6.3 | R
NB3 | NAILABLE BASE-3 | ISOCYANURATE | COMPOSITE | OTHER | ROOF DECK | NO | NO | 2.1 | 9.7 | R
NB3 | NAILABLE BASE-3 | ISOCYANURATE | COMPOSITE | OTHER | ROOF DECK | NO | NO | 2.5 | 12 | R
NB3 | NAILABLE BASE-3 | ISOCYANURATE | COMPOSITE | OTHER | ROOF DECK | NO | NO | 2.7 | 13.2 | R
NB3 | NAILABLE BASE-3 | ISOCYANURATE | COMPOSITE | OTHER | ROOF DECK | NO | NO | 3 | 15 | R
NB3 | NAILABLE BASE-3 | ISOCYANURATE | COMPOSITE | OTHER | ROOF DECK | NO | NO | 3.3 | 16.8 | R
NB3 | NAILABLE BASE-3 | ISOCYANURATE | COMPOSITE | OTHER | ROOF DECK | NO | NO | 3.5 | 18 | R
NB3 | NAILABLE BASE-3 | ISOCYANURATE | COMPOSITE | OTHER | ROOF DECK | NO | NO | 3.8 | 19.8 | R
NB3 | NAILABLE BASE-3 | ISOCYANURATE | COMPOSITE | OTHER | ROOF DECK | NO | NO | 4 | 21.1 | R
NB3 | NAILABLE BASE-3 | ISOCYANURATE | COMPOSITE | OTHER | ROOF DECK | NO | NO | 4.5 | 24.2 | R
NB3 | NAILABLE BASE-3 | ISOCYANURATE | COMPOSITE | OTHER | ROOF DECK | NO | NO | 5 | 27.4 | R
RB3 | RE-COVER BOARD-3 | ISOCYANURATE | FACED SINGLE MATERIAL | PAPER | ROOF DECK | NO | NO | 0.75 | 4.3 | R
RB3 | RE-COVER BOARD-3 | ISOCYANURATE | FACED SINGLE MATERIAL | PAPER | ROOF DECK | NO | NO | 1 | 5.7 | R
RB3 | RE-COVER BOARD-3 | ISOCYANURATE | FACED SINGLE MATERIAL | PAPER | ROOF DECK | NO | NO | 1.2 | 6.8 | R
RB3 | RE-COVER BOARD-3 | ISOCYANURATE | FACED SINGLE MATERIAL | PAPER | ROOF DECK | NO | NO | 1.4 | 8 | R
RBG | RMAX BELOW GRADE | ISOCYANURATE | FACED SINGLE MATERIAL | PLASTIC FILM | CLG WALL FLR | NO | YES | 0.75 | 5 | R
RBG | RMAX BELOW GRADE | ISOCYANURATE | FACED SINGLE MATERIAL | PLASTIC FILM | CLG WALL FLR | NO | YES | 1 | 6 | R
RBG | RMAX BELOW GRADE | ISOCYANURATE | FACED SINGLE MATERIAL | PLASTIC FILM | CLG WALL FLR | NO | YES | 1.5 | 10 | R
RBG | RMAX BELOW GRADE | ISOCYANURATE | FACED SINGLE MATERIAL | PLASTIC FILM | CLG WALL FLR | NO | YES | 2 | 13.1 | R
RBG | RMAX BELOW GRADE | ISOCYANURATE | FACED SINGLE MATERIAL | PLASTIC FILM | CLG WALL FLR | NO | YES | 2.3 | 15 | R
RBG | RMAX BELOW GRADE | ISOCYANURATE | FACED SINGLE MATERIAL | PLASTIC FILM | CLG WALL FLR | NO | YES | 2.5 | 16.7 | R
RBG | RMAX BELOW GRADE | ISOCYANURATE | FACED SINGLE MATERIAL | PLASTIC FILM | CLG WALL FLR | NO | YES | 3 | 20.3 | R
RMP | R MATTE PLUS-3 | ISOCYANURATE | FACED SINGLE MATERIAL | METAL FOIL | WALL | NO | YES | 0.5 | 3.2 | R
RMP | R MATTE PLUS-3 | ISOCYANURATE | FACED SINGLE MATERIAL | METAL FOIL | WALL | NO | YES | 0.625 | 4 | R
RMP | R MATTE PLUS-3 | ISOCYANURATE | FACED SINGLE MATERIAL | METAL FOIL | WALL | NO | YES | 0.75 | 5 | R
RMP | R MATTE PLUS-3 | ISOCYANURATE | FACED SINGLE MATERIAL | METAL FOIL | WALL | NO | YES | 1 | 6 | R
RMP | R MATTE PLUS-3 | ISOCYANURATE | FACED SINGLE MATERIAL | METAL FOIL | WALL | NO | YES | 1.5 | 9.6 | R
RMP | R MATTE PLUS-3 | ISOCYANURATE | FACED SINGLE MATERIAL | METAL FOIL | WALL | NO | YES | 2 | 13.1 | R
RMP | R MATTE PLUS-3 | ISOCYANURATE | FACED SINGLE MATERIAL | METAL FOIL | WALL | NO | YES | 2.5 | 16.7 | R
RMP | R MATTE PLUS-3 | ISOCYANURATE | FACED SINGLE MATERIAL | METAL FOIL | WALL | NO | YES | 3 | 20.3 | R
RMP | R MATTE PLUS-3 | ISOCYANURATE | FACED SINGLE MATERIAL | METAL FOIL | WALL | NO | YES | 3.5 | 23.9 | R
RMP | R MATTE PLUS-3 | ISOCYANURATE | FACED SINGLE MATERIAL | METAL FOIL | WALL | NO | YES | 4 | 27.4 | R
RMP | R MATTE PLUS-3 | ISOCYANURATE | FACED SINGLE MATERIAL | METAL FOIL | WALL | NO | YES | 4.5 | 31 | R
SS | SARNATHERM R | ISOCYANURATE | FACED SINGLE MATERIAL | PAPER | ROOF DECK | NO | NO | 1.5 | 8.6 | R
SS | SARNATHERM R | ISOCYANURATE | FACED SINGLE MATERIAL | PAPER | ROOF DECK | NO | NO | 1.6 | 9.1 | R
SS | SARNATHERM R | ISOCYANURATE | FACED SINGLE MATERIAL | PAPER | ROOF DECK | NO | NO | 1.8 | 10.3 | R
SS | SARNATHERM R | ISOCYANURATE | FACED SINGLE MATERIAL | PAPER | ROOF DECK | NO | NO | 2 | 11.4 | R
SS | SARNATHERM R | ISOCYANURATE | FACED SINGLE MATERIAL | PAPER | ROOF DECK | NO | NO | 2.1 | 12 | R
SS | SARNATHERM R | ISOCYANURATE | FACED SINGLE MATERIAL | PAPER | ROOF DECK | NO | NO | 2.3 | 13.2 | R
SS | SARNATHERM R | ISOCYANURATE | FACED SINGLE MATERIAL | PAPER | ROOF DECK | NO | NO | 2.5 | 14.4 | R
SS | SARNATHERM R | ISOCYANURATE | FACED SINGLE MATERIAL | PAPER | ROOF DECK | NO | NO | 2.6 | 15 | R
SS | SARNATHERM R | ISOCYANURATE | FACED SINGLE MATERIAL | PAPER | ROOF DECK | NO | NO | 2.7 | 15.6 | R
SS | SARNATHERM R | ISOCYANURATE | FACED SINGLE MATERIAL | PAPER | ROOF DECK | NO | NO | 3 | 17.4 | R
SS | SARNATHERM R | ISOCYANURATE | FACED SINGLE MATERIAL | PAPER | ROOF DECK | NO | NO | 3.3 | 19.2 | R
SS | SARNATHERM R | ISOCYANURATE | FACED SINGLE MATERIAL | PAPER | ROOF DECK | NO | NO | 3.5 | 20.5 | R
SS | SARNATHERM R | ISOCYANURATE | FACED SINGLE MATERIAL | PAPER | ROOF DECK | NO | NO | 4 | 23.6 | R
SS | SARNATHERM R | ISOCYANURATE | FACED SINGLE MATERIAL | PAPER | ROOF DECK | NO | NO | 4.5 | 26.8 | R
SCG | SARNATHERM R CG | ISOCYANURATE | FACED SINGLE MATERIAL | FBR GLS | ROOF DECK | NO | NO | 1.5 | 8.6 | R
SCG | SARNATHERM R CG | ISOCYANURATE | FACED SINGLE MATERIAL | FBR GLS | ROOF DECK | NO | NO | 2 | 11.4 | R
SCG | SARNATHERM R CG | ISOCYANURATE | FACED SINGLE MATERIAL | FBR GLS | ROOF DECK | NO | NO | 2.5 | 14.4 | R
SCG | SARNATHERM R CG | ISOCYANURATE | FACED SINGLE MATERIAL | FBR GLS | ROOF DECK | NO | NO | 3 | 17.4 | R
SCG | SARNATHERM R CG | ISOCYANURATE | FACED SINGLE MATERIAL | FBR GLS | ROOF DECK | NO | NO | 3.5 | 20.5 | R
SCG | SARNATHERM R CG | ISOCYANURATE | FACED SINGLE MATERIAL | FBR GLS | ROOF DECK | NO | NO | 4 | 23.6 | R
SCG | SARNATHERM R CG | ISOCYANURATE | FACED SINGLE MATERIAL | FBR GLS | ROOF DECK | NO | NO | 4.5 | 26.8 | R
TBD | THERMABASE-CI DS | ISOCYANURATE | COMPOSITE | OTHER | WALL | NO | NO | 1 | 3.6 | R
TBD | THERMABASE-CI DS | ISOCYANURATE | COMPOSITE | OTHER | WALL | NO | NO | 1.25 | 5.1 | R
TBD | THERMABASE-CI DS | ISOCYANURATE | COMPOSITE | OTHER | WALL | NO | NO | 1.5 | 6.6 | R
TBD | THERMABASE-CI DS | ISOCYANURATE | COMPOSITE | OTHER | WALL | NO | NO | 2 | 9.6 | R
TBD | THERMABASE-CI DS | ISOCYANURATE | COMPOSITE | OTHER | WALL | NO | NO | 2.5 | 12.7 | R
TBD | THERMABASE-CI DS | ISOCYANURATE | COMPOSITE | OTHER | WALL | NO | NO | 3 | 15.9 | R
TBD | THERMABASE-CI DS | ISOCYANURATE | COMPOSITE | OTHER | WALL | NO | NO | 3.5 | 19.1 | R
TBD | THERMABASE-CI DS | ISOCYANURATE | COMPOSITE | OTHER | WALL | NO | NO | 4 | 22.3 | R
TBD | THERMABASE-CI DS | ISOCYANURATE | COMPOSITE | OTHER | WALL | NO | NO | 4.5 | 25.6 | R
TBD | THERMABASE-CI DS | ISOCYANURATE | COMPOSITE | OTHER | WALL | NO | NO | 5 | 28.9 | R
TBT | THERMABASE-CI TS | ISOCYANURATE | COMPOSITE | OTHER | WALL | NO | NO | 1 | 3.8 | R
TBT | THERMABASE-CI TS | ISOCYANURATE | COMPOSITE | OTHER | WALL | NO | NO | 1.25 | 5.3 | R
TBT | THERMABASE-CI TS | ISOCYANURATE | COMPOSITE | OTHER | WALL | NO | NO | 1.5 | 6.6 | R
TBT | THERMABASE-CI TS | ISOCYANURATE | COMPOSITE | OTHER | WALL | NO | NO | 2 | 10.2 | R
TBT | THERMABASE-CI TS | ISOCYANURATE | COMPOSITE | OTHER | WALL | NO | NO | 2.5 | 13.7 | R
TBT | THERMABASE-CI TS | ISOCYANURATE | COMPOSITE | OTHER | WALL | NO | NO | 3 | 17.3 | R
TBT | THERMABASE-CI TS | ISOCYANURATE | COMPOSITE | OTHER | WALL | NO | NO | 3.5 | 20.9 | R
TBT | THERMABASE-CI TS | ISOCYANURATE | COMPOSITE | OTHER | WALL | NO | NO | 4 | 24.5 | R
TBT | THERMABASE-CI TS | ISOCYANURATE | COMPOSITE | OTHER | WALL | NO | NO | 4.5 | 28 | R
TBT | THERMABASE-CI TS | ISOCYANURATE | COMPOSITE | OTHER | WALL | NO | NO | 5 | 31.6 | R
TRP | THERMAROOF PLUS-3 | ISOCYANURATE | FACED SINGLE MATERIAL | METAL FOIL | ROOF DECK | NO | YES | 1 | 6 | R
TRP | THERMAROOF PLUS-3 | ISOCYANURATE | FACED SINGLE MATERIAL | METAL FOIL | ROOF DECK | NO | YES | 1.5 | 9.6 | R
TRP | THERMAROOF PLUS-3 | ISOCYANURATE | FACED SINGLE MATERIAL | METAL FOIL | ROOF DECK | NO | YES | 2 | 13.1 | R
TRP | THERMAROOF PLUS-3 | ISOCYANURATE | FACED SINGLE MATERIAL | METAL FOIL | ROOF DECK | NO | YES | 2.25 | 16.7 | R
TRP | THERMAROOF PLUS-3 | ISOCYANURATE | FACED SINGLE MATERIAL | METAL FOIL | ROOF DECK | NO | YES | 3 | 20.3 | R
TRP | THERMAROOF PLUS-3 | ISOCYANURATE | FACED SINGLE MATERIAL | METAL FOIL | ROOF DECK | NO | YES | 3.5 | 23.9 | R
TRP | THERMAROOF PLUS-3 | ISOCYANURATE | FACED SINGLE MATERIAL | METAL FOIL | ROOF DECK | NO | YES | 4 | 27.4 | R
TRP | THERMAROOF PLUS-3 | ISOCYANURATE | FACED SINGLE MATERIAL | METAL FOIL | ROOF DECK | NO | YES | 4.5 | 31 | R
TS | THERMASHEATH | ISOCYANURATE | FACED SINGLE MATERIAL | METAL | CLG WALL FLR | NO | YES** | 0.5 | 3.2 | R
TS | THERMASHEATH | ISOCYANURATE | FACED SINGLE MATERIAL | METAL | CLG WALL FLR | NO | YES** | 0.75 | 5 | R
TS | THERMASHEATH | ISOCYANURATE | FACED SINGLE MATERIAL | METAL | CLG WALL FLR | NO | YES** | 1 | 6 | R
TS | THERMASHEATH | ISOCYANURATE | FACED SINGLE MATERIAL | METAL | CLG WALL FLR | NO | YES** | 1.25 | 7.8 | R
TS | THERMASHEATH | ISOCYANURATE | FACED SINGLE MATERIAL | METAL | CLG WALL FLR | NO | YES** | 1.5 | 9.6 | R
TS | THERMASHEATH | ISOCYANURATE | FACED SINGLE MATERIAL | METAL | CLG WALL FLR | NO | YES** | 1.75 | 11.4 | R
TS | THERMASHEATH | ISOCYANURATE | FACED SINGLE MATERIAL | METAL | CLG WALL FLR | NO | YES** | 2 | 13.1 | R
TS | THERMASHEATH | ISOCYANURATE | FACED SINGLE MATERIAL | METAL | CLG WALL FLR | NO | YES** | 2.25 | 14.9 | R
TS | THERMASHEATH | ISOCYANURATE | FACED SINGLE MATERIAL | METAL | CLG WALL FLR | NO | YES** | 2.5 | 16.7 | R
TS | THERMASHEATH | ISOCYANURATE | FACED SINGLE MATERIAL | METAL | CLG WALL FLR | NO | YES** | 3 | 20.3 | R
TS | THERMASHEATH | ISOCYANURATE | FACED SINGLE MATERIAL | METAL | CLG WALL FLR | NO | YES** | 3.25 | 22.1 | R
TS | THERMASHEATH | ISOCYANURATE | FACED SINGLE MATERIAL | METAL | CLG WALL FLR | NO | YES** | 3.5 | 23.9 | R
TS | THERMASHEATH | ISOCYANURATE | FACED SINGLE MATERIAL | METAL | CLG WALL FLR | NO | YES** | 3.75 | 25.7 | R
TS | THERMASHEATH | ISOCYANURATE | FACED SINGLE MATERIAL | METAL | CLG WALL FLR | NO | YES** | 4 | 27.4 | R
TS | THERMASHEATH | ISOCYANURATE | FACED SINGLE MATERIAL | METAL | CLG WALL FLR | NO | YES** | 4.5 | 31 | R
TSC | SARNATHERM R CG TAPERED | ISOCYANURATE | FACED SINGLE MATERIAL | OTHER | ROOF DECK | NO | NO | 0.75 | 4.3 | R
TSC | SARNATHERM R CG TAPERED | ISOCYANURATE | FACED SINGLE MATERIAL | OTHER | ROOF DECK | NO | NO | 1 | 5.7 | R
TSC | SARNATHERM R CG TAPERED | ISOCYANURATE | FACED SINGLE MATERIAL | OTHER | ROOF DECK | NO | NO | 1.5 | 8.6 | R
TSC | SARNATHERM R CG TAPERED | ISOCYANURATE | FACED SINGLE MATERIAL | OTHER | ROOF DECK | NO | NO | 2 | 11.4 | R
TSC | SARNATHERM R CG TAPERED | ISOCYANURATE | FACED SINGLE MATERIAL | OTHER | ROOF DECK | NO | NO | 2.5 | 14.4 | R
TSC | SARNATHERM R CG TAPERED | ISOCYANURATE | FACED SINGLE MATERIAL | OTHER | ROOF DECK | NO | NO | 3 | 17.4 | R
TSC | SARNATHERM R CG TAPERED | ISOCYANURATE | FACED SINGLE MATERIAL | OTHER | ROOF DECK | NO | NO | 3.5 | 20.5 | R
TSC | SARNATHERM R CG TAPERED | ISOCYANURATE | FACED SINGLE MATERIAL | OTHER | ROOF DECK | NO | NO | 4 | 23.6 | R
TSC | SARNATHERM R CG TAPERED | ISOCYANURATE | FACED SINGLE MATERIAL | OTHER | ROOF DECK | NO | NO | 4.25 | 25.2 | R
TSA | TSA-FA | ISOCYANURATE | FACED SINGLE MATERIAL | PAPER | CLG WALL FLR | NO | NO | 1 | 6 | R
TSA | TSA-FA | ISOCYANURATE | FACED SINGLE MATERIAL | PAPER | CLG WALL FLR | NO | NO | 1.25 | 7.6 | R
TSA | TSA-FA | ISOCYANURATE | FACED SINGLE MATERIAL | PAPER | CLG WALL FLR | NO | NO | 1.5 | 9 | R
TSA | TSA-FA | ISOCYANURATE | FACED SINGLE MATERIAL | PAPER | CLG WALL FLR | NO | NO | 1.75 | 10.6 | R
TSA | TSA-FA | ISOCYANURATE | FACED SINGLE MATERIAL | PAPER | CLG WALL FLR | NO | NO | 2 | 12.1 | R
TSA | TSA-FA | ISOCYANURATE | FACED SINGLE MATERIAL | PAPER | CLG WALL FLR | NO | NO | 2.25 | 13.7 | R
TSA | TSA-FA | ISOCYANURATE | FACED SINGLE MATERIAL | PAPER | CLG WALL FLR | NO | NO | 2.5 | 15.3 | R
TSA | TSA-FA | ISOCYANURATE | FACED SINGLE MATERIAL | PAPER | CLG WALL FLR | NO | NO | 2.75 | 16.9 | R
TSA | TSA-FA | ISOCYANURATE | FACED SINGLE MATERIAL | PAPER | CLG WALL FLR | NO | NO | 3 | 18.5 | R
TSA | TSA-FA | ISOCYANURATE | FACED SINGLE MATERIAL | PAPER | CLG WALL FLR | NO | NO | 3.5 | 21.7 | R
TSA | TSA-FA | ISOCYANURATE | FACED SINGLE MATERIAL | PAPER | CLG WALL FLR | NO | NO | 4 | 25 | R
TSA | TSA-FA | ISOCYANURATE | FACED SINGLE MATERIAL | PAPER | CLG WALL FLR | NO | NO | 4.5 | 28.3 | R
TSI | THERMASHEATH-SI | ISOCYANURATE | COMPOSITE | OTHER | WALL | NO | YES | 0.5 | 3.2 | R
TSI | THERMASHEATH-SI | ISOCYANURATE | COMPOSITE | OTHER | WALL | NO | YES | 0.75 | 5 | R
TSI | THERMASHEATH-SI | ISOCYANURATE | COMPOSITE | OTHER | WALL | NO | YES | 1 | 6 | R
TSS | SARNATHERM R TAPERED | ISOCYANURATE | FACED SINGLE MATERIAL | PAPER | ROOF DECK | NO | NO | 0.75 | 4.3 | R
TSS | SARNATHERM R TAPERED | ISOCYANURATE | FACED SINGLE MATERIAL | PAPER | ROOF DECK | NO | NO | 1 | 5.7 | R
TSS | SARNATHERM R TAPERED | ISOCYANURATE | FACED SINGLE MATERIAL | PAPER | ROOF DECK | NO | NO | 1.25 | 7.1 | R
TSS | SARNATHERM R TAPERED | ISOCYANURATE | FACED SINGLE MATERIAL | PAPER | ROOF DECK | NO | NO | 1.5 | 8.6 | R
TSS | SARNATHERM R TAPERED | ISOCYANURATE | FACED SINGLE MATERIAL | PAPER | ROOF DECK | NO | NO | 1.75 | 10 | R
TSS | SARNATHERM R TAPERED | ISOCYANURATE | FACED SINGLE MATERIAL | PAPER | ROOF DECK | NO | NO | 2 | 11.4 | R
TSS | SARNATHERM R TAPERED | ISOCYANURATE | FACED SINGLE MATERIAL | PAPER | ROOF DECK | NO | NO | 2.25 | 12.9 | R
TSS | SARNATHERM R TAPERED | ISOCYANURATE | FACED SINGLE MATERIAL | PAPER | ROOF DECK | NO | NO | 2.5 | 14.4 | R
TSS | SARNATHERM R TAPERED | ISOCYANURATE | FACED SINGLE MATERIAL | PAPER | ROOF DECK | NO | NO | 2.75 | 15.9 | R
TSS | SARNATHERM R TAPERED | ISOCYANURATE | FACED SINGLE MATERIAL | PAPER | ROOF DECK | NO | NO | 3 | 17.4 | R
TSS | SARNATHERM R TAPERED | ISOCYANURATE | FACED SINGLE MATERIAL | PAPER | ROOF DECK | NO | NO | 3.25 | 18.9 | R
TSS | SARNATHERM R TAPERED | ISOCYANURATE | FACED SINGLE MATERIAL | PAPER | ROOF DECK | NO | NO | 3.5 | 20.5 | R
TSS | SARNATHERM R TAPERED | ISOCYANURATE | FACED SINGLE MATERIAL | PAPER | ROOF DECK | NO | NO | 3.75 | 22.1 | R
TSS | SARNATHERM R TAPERED | ISOCYANURATE | FACED SINGLE MATERIAL | PAPER | ROOF DECK | NO | NO | 4 | 23.6 | R
TSS | SARNATHERM R TAPERED | ISOCYANURATE | FACED SINGLE MATERIAL | PAPER | ROOF DECK | NO | NO | 4.25 | 25.2 | R
TSP | TSP | ISOCYANURATE | FACED SINGLE MATERIAL | METAL FOIL | CLG WALL FLR | NO | YES | 1 | 6 | R
TSP | TSP | ISOCYANURATE | FACED SINGLE MATERIAL | METAL FOIL | CLG WALL FLR | NO | YES | 1.25 | 7.8 | R
TSP | TSP | ISOCYANURATE | FACED SINGLE MATERIAL | METAL FOIL | CLG WALL FLR | NO | YES | 1.5 | 9.6 | R
TSP | TSP | ISOCYANURATE | FACED SINGLE MATERIAL | METAL FOIL | CLG WALL FLR | NO | YES | 1.75 | 11.4 | R
TSP | TSP | ISOCYANURATE | FACED SINGLE MATERIAL | METAL FOIL | CLG WALL FLR | NO | YES | 2 | 13.1 | R
TSP | TSP | ISOCYANURATE | FACED SINGLE MATERIAL | METAL FOIL | CLG WALL FLR | NO | YES | 2.25 | 14.9 | R
TSP | TSP | ISOCYANURATE | FACED SINGLE MATERIAL | METAL FOIL | CLG WALL FLR | NO | YES | 2.5 | 16.7 | R
TSP | TSP | ISOCYANURATE | FACED SINGLE MATERIAL | METAL FOIL | CLG WALL FLR | NO | YES | 2.75 | 18.5 | R
TSP | TSP | ISOCYANURATE | FACED SINGLE MATERIAL | METAL FOIL | CLG WALL FLR | NO | YES | 3 | 20.3 | R
TSP | TSP | ISOCYANURATE | FACED SINGLE MATERIAL | METAL FOIL | CLG WALL FLR | NO | YES | 3.25 | 22.1 | R
TSP | TSP | ISOCYANURATE | FACED SINGLE MATERIAL | METAL FOIL | CLG WALL FLR | NO | YES | 3.5 | 23.9 | R
TSP | TSP | ISOCYANURATE | FACED SINGLE MATERIAL | METAL FOIL | CLG WALL FLR | NO | YES | 4 | 27.4 | R
TSP | TSP | ISOCYANURATE | FACED SINGLE MATERIAL | METAL FOIL | CLG WALL FLR | NO | YES | 4.5 | 31 | R
TSR | TS-RDECK | ISOCYANURATE | COMPOSITE | OTHER | ROOF DECK | YES | YES | 1 | 3.8 | R
TSR | TS-RDECK | ISOCYANURATE | COMPOSITE | OTHER | ROOF DECK | YES | YES | 1.5 | 6.6 | R
TSR | TS-RDECK | ISOCYANURATE | COMPOSITE | OTHER | ROOF DECK | YES | YES | 2 | 10.2 | R
TSR | TS-RDECK | ISOCYANURATE | COMPOSITE | OTHER | ROOF DECK | YES | YES | 2.5 | 13.7 | R
TSR | TS-RDECK | ISOCYANURATE | COMPOSITE | OTHER | ROOF DECK | YES | YES | 3 | 17.3 | R
TSR | TS-RDECK | ISOCYANURATE | COMPOSITE | OTHER | ROOF DECK | YES | YES | 3.5 | 20.9 | R
TSR | TS-RDECK | ISOCYANURATE | COMPOSITE | OTHER | ROOF DECK | YES | YES | 4 | 24.5 | R
TSR | TS-RDECK | ISOCYANURATE | COMPOSITE | OTHER | ROOF DECK | YES | YES | 4.5 | 28 | R
TTR | TAPERED THERMAROOF-3 | ISOCYANURATE | FACED SINGLE MATERIAL | PAPER | ROOF DECK | NO | NO | 0.75 | 4.3 | R
TTR | TAPERED THERMAROOF-3 | ISOCYANURATE | FACED SINGLE MATERIAL | PAPER | ROOF DECK | NO | NO | 1 | 5.7 | R
TTR | TAPERED THERMAROOF-3 | ISOCYANURATE | FACED SINGLE MATERIAL | PAPER | ROOF DECK | NO | NO | 1.25 | 7.1 | R
TTR | TAPERED THERMAROOF-3 | ISOCYANURATE | FACED SINGLE MATERIAL | PAPER | ROOF DECK | NO | NO | 1.5 | 8.6 | R
TTR | TAPERED THERMAROOF-3 | ISOCYANURATE | FACED SINGLE MATERIAL | PAPER | ROOF DECK | NO | NO | 1.75 | 10 | R
TTR | TAPERED THERMAROOF-3 | ISOCYANURATE | FACED SINGLE MATERIAL | PAPER | ROOF DECK | NO | NO | 2 | 11.4 | R
TTR | TAPERED THERMAROOF-3 | ISOCYANURATE | FACED SINGLE MATERIAL | PAPER | ROOF DECK | NO | NO | 2.25 | 12.9 | R
TTR | TAPERED THERMAROOF-3 | ISOCYANURATE | FACED SINGLE MATERIAL | PAPER | ROOF DECK | NO | NO | 2.5 | 14.4 | R
TTR | TAPERED THERMAROOF-3 | ISOCYANURATE | FACED SINGLE MATERIAL | PAPER | ROOF DECK | NO | NO | 2.75 | 15.9 | R
TTR | TAPERED THERMAROOF-3 | ISOCYANURATE | FACED SINGLE MATERIAL | PAPER | ROOF DECK | NO | NO | 3 | 17.4 | R
TTR | TAPERED THERMAROOF-3 | ISOCYANURATE | FACED SINGLE MATERIAL | PAPER | ROOF DECK | NO | NO | 3.25 | 18.9 | R
TTR | TAPERED THERMAROOF-3 | ISOCYANURATE | FACED SINGLE MATERIAL | PAPER | ROOF DECK | NO | NO | 3.5 | 20.5 | R
TTR | TAPERED THERMAROOF-3 | ISOCYANURATE | FACED SINGLE MATERIAL | PAPER | ROOF DECK | NO | NO | 3.75 | 22.1 | R
TTR | TAPERED THERMAROOF-3 | ISOCYANURATE | FACED SINGLE MATERIAL | PAPER | ROOF DECK | NO | NO | 4 | 23.6 | R
TTR | TAPERED THERMAROOF-3 | ISOCYANURATE | FACED SINGLE MATERIAL | PAPER | ROOF DECK | NO | NO | 4.25 | 25.2 | R
TUF | TAPERED ULT-MAX FR | ISOCYANURATE | FACED SINGLE MATERIAL | FBR GLS | ROOF DECK | NO | NO | 0.75 | 4.3 | R
TUF | TAPERED ULT-MAX FR | ISOCYANURATE | FACED SINGLE MATERIAL | FBR GLS | ROOF DECK | NO | NO | 1 | 5.7 | R
TUF | TAPERED ULT-MAX FR | ISOCYANURATE | FACED SINGLE MATERIAL | FBR GLS | ROOF DECK | NO | NO | 1.25 | 7.1 | R
TUF | TAPERED ULT-MAX FR | ISOCYANURATE | FACED SINGLE MATERIAL | FBR GLS | ROOF DECK | NO | NO | 1.5 | 8.6 | R
TUF | TAPERED ULT-MAX FR | ISOCYANURATE | FACED SINGLE MATERIAL | FBR GLS | ROOF DECK | NO | NO | 1.75 | 10 | R
TUF | TAPERED ULT-MAX FR | ISOCYANURATE | FACED SINGLE MATERIAL | FBR GLS | ROOF DECK | NO | NO | 2 | 11.4 | R
TUF | TAPERED ULT-MAX FR | ISOCYANURATE | FACED SINGLE MATERIAL | FBR GLS | ROOF DECK | NO | NO | 2.25 | 12.9 | R
TUF | TAPERED ULT-MAX FR | ISOCYANURATE | FACED SINGLE MATERIAL | FBR GLS | ROOF DECK | NO | NO | 2.5 | 14.4 | R
TUF | TAPERED ULT-MAX FR | ISOCYANURATE | FACED SINGLE MATERIAL | FBR GLS | ROOF DECK | NO | NO | 2.75 | 15.9 | R
TUF | TAPERED ULT-MAX FR | ISOCYANURATE | FACED SINGLE MATERIAL | FBR GLS | ROOF DECK | NO | NO | 3.25 | 18.9 | R
TUF | TAPERED ULT-MAX FR | ISOCYANURATE | FACED SINGLE MATERIAL | FBR GLS | ROOF DECK | NO | NO | 3.5 | 20.5 | R
TUF | TAPERED ULT-MAX FR | ISOCYANURATE | FACED SINGLE MATERIAL | FBR GLS | ROOF DECK | NO | NO | 3.75 | 22.1 | R
TUF | TAPERED ULT-MAX FR | ISOCYANURATE | FACED SINGLE MATERIAL | FBR GLS | ROOF DECK | NO | NO | 4 | 23.6 | R
TUF | TAPERED ULT-MAX FR | ISOCYANURATE | FACED SINGLE MATERIAL | FBR GLS | ROOF DECK | NO | NO | 4.25 | 25.2 | R
TUM | TAPERED ULTRAMAX | ISOCYANURATE | FACED SINGLE MATERIAL | FBR GLS | ROOF DECK | NO | NO | 0.75 | 4.3 | R
TUM | TAPERED ULTRAMAX | ISOCYANURATE | FACED SINGLE MATERIAL | FBR GLS | ROOF DECK | NO | NO | 1 | 5.7 | R
TUM | TAPERED ULTRAMAX | ISOCYANURATE | FACED SINGLE MATERIAL | FBR GLS | ROOF DECK | NO | NO | 1.25 | 7.1 | R
TUM | TAPERED ULTRAMAX | ISOCYANURATE | FACED SINGLE MATERIAL | FBR GLS | ROOF DECK | NO | NO | 1.5 | 8.6 | R
TUM | TAPERED ULTRAMAX | ISOCYANURATE | FACED SINGLE MATERIAL | FBR GLS | ROOF DECK | NO | NO | 1.75 | 10 | R
TUM | TAPERED ULTRAMAX | ISOCYANURATE | FACED SINGLE MATERIAL | FBR GLS | ROOF DECK | NO | NO | 2 | 11.4 | R
TUM | TAPERED ULTRAMAX | ISOCYANURATE | FACED SINGLE MATERIAL | FBR GLS | ROOF DECK | NO | NO | 2.25 | 12.9 | R
TUM | TAPERED ULTRAMAX | ISOCYANURATE | FACED SINGLE MATERIAL | FBR GLS | ROOF DECK | NO | NO | 2.5 | 14.4 | R
TUM | TAPERED ULTRAMAX | ISOCYANURATE | FACED SINGLE MATERIAL | FBR GLS | ROOF DECK | NO | NO | 2.75 | 15.9 | R
TUM | TAPERED ULTRAMAX | ISOCYANURATE | FACED SINGLE MATERIAL | FBR GLS | ROOF DECK | NO | NO | 3 | 17.4 | R
TUM | TAPERED ULTRAMAX | ISOCYANURATE | FACED SINGLE MATERIAL | FBR GLS | ROOF DECK | NO | NO | 3.25 | 18.9 | R
TUM | TAPERED ULTRAMAX | ISOCYANURATE | FACED SINGLE MATERIAL | FBR GLS | ROOF DECK | NO | NO | 3.5 | 20.5 | R
TUM | TAPERED ULTRAMAX | ISOCYANURATE | FACED SINGLE MATERIAL | FBR GLS | ROOF DECK | NO | NO | 3.75 | 22.1 | R
TUM | TAPERED ULTRAMAX | ISOCYANURATE | FACED SINGLE MATERIAL | FBR GLS | ROOF DECK | NO | NO | 4 | 23.6 | R
TUM | TAPERED ULTRAMAX | ISOCYANURATE | FACED SINGLE MATERIAL | FBR GLS | ROOF DECK | NO | NO | 4.25 | 25.2 | R
UM | ULTRAMAX | ISOCYANURATE | FACED SINGLE MATERIAL | FBR GLS | ROOF DECK | NO | NO | 1.5 | 8.6 | R
UM | ULTRAMAX | ISOCYANURATE | FACED SINGLE MATERIAL | FBR GLS | ROOF DECK | NO | NO | 1.6 | 9.1 | R
UM | ULTRAMAX | ISOCYANURATE | FACED SINGLE MATERIAL | FBR GLS | ROOF DECK | NO | NO | 1.8 | 10.3 | R
UM | ULTRAMAX | ISOCYANURATE | FACED SINGLE MATERIAL | FBR GLS | ROOF DECK | NO | NO | 2 | 11.4 | R
UM | ULTRAMAX | ISOCYANURATE | FACED SINGLE MATERIAL | FBR GLS | ROOF DECK | NO | NO | 2.1 | 12 | R
UM | ULTRAMAX | ISOCYANURATE | FACED SINGLE MATERIAL | FBR GLS | ROOF DECK | NO | NO | 2.3 | 13.2 | R
UM | ULTRAMAX | ISOCYANURATE | FACED SINGLE MATERIAL | FBR GLS | ROOF DECK | NO | NO | 2.5 | 14.4 | R
UM | ULTRAMAX | ISOCYANURATE | FACED SINGLE MATERIAL | FBR GLS | ROOF DECK | NO | NO | 2.6 | 15 | R
UM | ULTRAMAX | ISOCYANURATE | FACED SINGLE MATERIAL | FBR GLS | ROOF DECK | NO | NO | 2.7 | 15.6 | R
UM | ULTRAMAX | ISOCYANURATE | FACED SINGLE MATERIAL | FBR GLS | ROOF DECK | NO | NO | 3 | 17.4 | R
UM | ULTRAMAX | ISOCYANURATE | FACED SINGLE MATERIAL | FBR GLS | ROOF DECK | NO | NO | 3.3 | 19.2 | R
UM | ULTRAMAX | ISOCYANURATE | FACED SINGLE MATERIAL | FBR GLS | ROOF DECK | NO | NO | 3.5 | 20.5 | R
UM | ULTRAMAX | ISOCYANURATE | FACED SINGLE MATERIAL | FBR GLS | ROOF DECK | NO | NO | 4 | 23.6 | R
UM | ULTRAMAX | ISOCYANURATE | FACED SINGLE MATERIAL | FBR GLS | ROOF DECK | NO | NO | 4.5 | 26.8 | R
UMF | ULTRAMAX FR | ISOCYANURATE | FACED SINGLE MATERIAL | FBR GLS | ROOF DECK | NO | NO | 1.5 | 8.6 | R
UMF | ULTRAMAX FR | ISOCYANURATE | FACED SINGLE MATERIAL | FBR GLS | ROOF DECK | NO | NO | 1.6 | 9.1 | R
UMF | ULTRAMAX FR | ISOCYANURATE | FACED SINGLE MATERIAL | FBR GLS | ROOF DECK | NO | NO | 1.8 | 10.3 | R
UMF | ULTRAMAX FR | ISOCYANURATE | FACED SINGLE MATERIAL | FBR GLS | ROOF DECK | NO | NO | 2 | 11.4 | R
UMF | ULTRAMAX FR | ISOCYANURATE | FACED SINGLE MATERIAL | FBR GLS | ROOF DECK | NO | NO | 2.1 | 12 | R
UMF | ULTRAMAX FR | ISOCYANURATE | FACED SINGLE MATERIAL | FBR GLS | ROOF DECK | NO | NO | 2.3 | 13.2 | R
UMF | ULTRAMAX FR | ISOCYANURATE | FACED SINGLE MATERIAL | FBR GLS | ROOF DECK | NO | NO | 2.5 | 14.4 | R
UMF | ULTRAMAX FR | ISOCYANURATE | FACED SINGLE MATERIAL | FBR GLS | ROOF DECK | NO | NO | 2.6 | 15 | R
UMF | ULTRAMAX FR | ISOCYANURATE | FACED SINGLE MATERIAL | FBR GLS | ROOF DECK | NO | NO | 2.7 | 15.6 | R
UMF | ULTRAMAX FR | ISOCYANURATE | FACED SINGLE MATERIAL | FBR GLS | ROOF DECK | NO | NO | 3 | 17.4 | R
UMF | ULTRAMAX FR | ISOCYANURATE | FACED SINGLE MATERIAL | FBR GLS | ROOF DECK | NO | NO | 3.3 | 19.2 | R
UMF | ULTRAMAX FR | ISOCYANURATE | FACED SINGLE MATERIAL | FBR GLS | ROOF DECK | NO | NO | 3.5 | 20.5 | R
UMF | ULTRAMAX FR | ISOCYANURATE | FACED SINGLE MATERIAL | FBR GLS | ROOF DECK | NO | NO | 4 | 23.6 | R
UMF | ULTRAMAX FR | ISOCYANURATE | FACED SINGLE MATERIAL | FBR GLS | ROOF DECK | NO | NO | 4.5 | 26.8 | R
UMP | ULTRAMAX PLUS | ISOCYANURATE | FACED SINGLE MATERIAL | FBR GLS | ROOF DECK | NO | NO | 1.5 | 8.6 | R
UMP | ULTRAMAX PLUS | ISOCYANURATE | FACED SINGLE MATERIAL | FBR GLS | ROOF DECK | NO | NO | 2 | 11.4 | R
UMP | ULTRAMAX PLUS | ISOCYANURATE | FACED SINGLE MATERIAL | FBR GLS | ROOF DECK | NO | NO | 2.5 | 14.4 | R
UMP | ULTRAMAX PLUS | ISOCYANURATE | FACED SINGLE MATERIAL | FBR GLS | ROOF DECK | NO | NO | 3 | 17.4 | R
UMP | ULTRAMAX PLUS | ISOCYANURATE | FACED SINGLE MATERIAL | FBR GLS | ROOF DECK | NO | NO | 3.5 | 20.5 | R
UMP | ULTRAMAX PLUS | ISOCYANURATE | FACED SINGLE MATERIAL | FBR GLS | ROOF DECK | NO | NO | 4 | 23.6 | R
UMP | ULTRAMAX PLUS | ISOCYANURATE | FACED SINGLE MATERIAL | FBR GLS | ROOF DECK | NO | NO | 4.5 | 26.8 | R
UPT | ULTRAMAX PLUS TAP | ISOCYANURATE | FACED SINGLE MATERIAL | FBR GLS | ROOF DECK | NO | NO | 0.75 | 4.3 | R
UPT | ULTRAMAX PLUS TAP | ISOCYANURATE | FACED SINGLE MATERIAL | FBR GLS | ROOF DECK | NO | NO | 1 | 5.7 | R
UPT | ULTRAMAX PLUS TAP | ISOCYANURATE | FACED SINGLE MATERIAL | FBR GLS | ROOF DECK | NO | NO | 1.5 | 8.6 | R
UPT | ULTRAMAX PLUS TAP | ISOCYANURATE | FACED SINGLE MATERIAL | FBR GLS | ROOF DECK | NO | NO | 2 | 11.4 | R
UPT | ULTRAMAX PLUS TAP | ISOCYANURATE | FACED SINGLE MATERIAL | FBR GLS | ROOF DECK | NO | NO | 2.5 | 14.4 | R
UPT | ULTRAMAX PLUS TAP | ISOCYANURATE | FACED SINGLE MATERIAL | FBR GLS | ROOF DECK | NO | NO | 3 | 17.4 | R
UPT | ULTRAMAX PLUS TAP | ISOCYANURATE | FACED SINGLE MATERIAL | FBR GLS | ROOF DECK | NO | NO | 3.5 | 20.5 | R
UPT | ULTRAMAX PLUS TAP | ISOCYANURATE | FACED SINGLE MATERIAL | FBR GLS | ROOF DECK | NO | NO | 4 | 23.6 | R
UPT | ULTRAMAX PLUS TAP | ISOCYANURATE | FACED SINGLE MATERIAL | FBR GLS | ROOF DECK | NO | NO | 4.25 | 25.2 | R
X00 | TSX 8500 | ISOCYANURATE | FACED SINGLE MATERIAL | METAL FOIL | CLG WALL FLR | YES | YES | 0.75 | 5 | R
X00 | TSX 8500 | ISOCYANURATE | FACED SINGLE MATERIAL | METAL FOIL | CLG WALL FLR | YES | YES | 1 | 6 | R
X00 | TSX 8500 | ISOCYANURATE | FACED SINGLE MATERIAL | METAL FOIL | CLG WALL FLR | YES | YES | 1.25 | 7.8 | R
X00 | TSX 8500 | ISOCYANURATE | FACED SINGLE MATERIAL | METAL FOIL | CLG WALL FLR | YES | YES | 1.5 | 9.6 | R
X00 | TSX 8500 | ISOCYANURATE | FACED SINGLE MATERIAL | METAL FOIL | CLG WALL FLR | YES | YES | 1.75 | 11.4 | R
X00 | TSX 8500 | ISOCYANURATE | FACED SINGLE MATERIAL | METAL FOIL | CLG WALL FLR | YES | YES | 2 | 13.1 | R
X00 | TSX 8500 | ISOCYANURATE | FACED SINGLE MATERIAL | METAL FOIL | CLG WALL FLR | YES | YES | 2.25 | 14.9 | R
X00 | TSX 8500 | ISOCYANURATE | FACED SINGLE MATERIAL | METAL FOIL | CLG WALL FLR | YES | YES | 2.5 | 16.7 | R
X00 | TSX 8500 | ISOCYANURATE | FACED SINGLE MATERIAL | METAL FOIL | CLG WALL FLR | YES | YES | 3 | 20.3 | R
X00 | TSX 8500 | ISOCYANURATE | FACED SINGLE MATERIAL | METAL FOIL | CLG WALL FLR | YES | YES | 3.25 | 22.1 | R
X00 | TSX 8500 | ISOCYANURATE | FACED SINGLE MATERIAL | METAL FOIL | CLG WALL FLR | YES | YES | 3.5 | 23.9 | R
X00 | TSX 8500 | ISOCYANURATE | FACED SINGLE MATERIAL | METAL FOIL | CLG WALL FLR | YES | YES | 3.75 | 25.7 | R
X00 | TSX 8500 | ISOCYANURATE | FACED SINGLE MATERIAL | METAL FOIL | CLG WALL FLR | YES | YES | 4 | 27.4 | R
X00 | TSX 8500 | ISOCYANURATE | FACED SINGLE MATERIAL | METAL FOIL | CLG WALL FLR | YES | YES | 4.5 | 31 | R
X10 | TSX-8510 | ISOCYANURATE | FACED SINGLE MATERIAL | METAL FOIL | CLG WALL FLR | YES | YES | 1 | 6 | R
X10 | TSX-8510 | ISOCYANURATE | FACED SINGLE MATERIAL | METAL FOIL | CLG WALL FLR | YES | YES | 1.25 | 7.8 | R
X10 | TSX-8510 | ISOCYANURATE | FACED SINGLE MATERIAL | METAL FOIL | CLG WALL FLR | YES | YES | 1.5 | 9.6 | R
X10 | TSX-8510 | ISOCYANURATE | FACED SINGLE MATERIAL | METAL FOIL | CLG WALL FLR | YES | YES | 1.75 | 11.4 | R
X10 | TSX-8510 | ISOCYANURATE | FACED SINGLE MATERIAL | METAL FOIL | CLG WALL FLR | YES | YES | 2 | 13.1 | R
X10 | TSX-8510 | ISOCYANURATE | FACED SINGLE MATERIAL | METAL FOIL | CLG WALL FLR | YES | YES | 2.5 | 16.7 | R
X10 | TSX-8510 | ISOCYANURATE | FACED SINGLE MATERIAL | METAL FOIL | CLG WALL FLR | YES | YES | 3 | 20.3 | R
X10 | TSX-8510 | ISOCYANURATE | FACED SINGLE MATERIAL | METAL FOIL | CLG WALL FLR | YES | YES | 3.5 | 23.9 | R
X10 | TSX-8510 | ISOCYANURATE | FACED SINGLE MATERIAL | METAL FOIL | CLG WALL FLR | YES | YES | 4 | 27.4 | R
X10 | TSX-8510 | ISOCYANURATE | FACED SINGLE MATERIAL | METAL FOIL | CLG WALL FLR | YES | YES | 4.5 | 31 | R
X20 | TSX-8520 | ISOCYANURATE | FACED SINGLE MATERIAL | METAL FOIL | CLG WALL FLR | YES | YES | 0.75 | 5 | R
X20 | TSX-8520 | ISOCYANURATE | FACED SINGLE MATERIAL | METAL FOIL | CLG WALL FLR | YES | YES | 1 | 6 | R
X20 | TSX-8520 | ISOCYANURATE | FACED SINGLE MATERIAL | METAL FOIL | CLG WALL FLR | YES | YES | 1.25 | 7.8 | R
X20 | TSX-8520 | ISOCYANURATE | FACED SINGLE MATERIAL | METAL FOIL | CLG WALL FLR | YES | YES | 1.5 | 9.6 | R
X20 | TSX-8520 | ISOCYANURATE | FACED SINGLE MATERIAL | METAL FOIL | CLG WALL FLR | YES | YES | 1.75 | 11.4 | R
X20 | TSX-8520 | ISOCYANURATE | FACED SINGLE MATERIAL | METAL FOIL | CLG WALL FLR | YES | YES | 2 | 13.1 | R
X20 | TSX-8520 | ISOCYANURATE | FACED SINGLE MATERIAL | METAL FOIL | CLG WALL FLR | YES | YES | 2.25 | 14.9 | R
X20 | TSX-8520 | ISOCYANURATE | FACED SINGLE MATERIAL | METAL FOIL | CLG WALL FLR | YES | YES | 2.5 | 16.7 | R
X20 | TSX-8520 | ISOCYANURATE | FACED SINGLE MATERIAL | METAL FOIL | CLG WALL FLR | YES | YES | 3 | 20.3 | R
X20 | TSX-8520 | ISOCYANURATE | FACED SINGLE MATERIAL | METAL FOIL | CLG WALL FLR | YES | YES | 3.25 | 22.1 | R
X20 | TSX-8520 | ISOCYANURATE | FACED SINGLE MATERIAL | METAL FOIL | CLG WALL FLR | YES | YES | 3.5 | 23.9 | R
X20 | TSX-8520 | ISOCYANURATE | FACED SINGLE MATERIAL | METAL FOIL | CLG WALL FLR | YES | YES | 3.75 | 25.7 | R
X20 | TSX-8520 | ISOCYANURATE | FACED SINGLE MATERIAL | METAL FOIL | CLG WALL FLR | YES | YES | 4 | 27.4 | R
X20 | TSX-8520 | ISOCYANURATE | FACED SINGLE MATERIAL | METAL FOIL | CLG WALL FLR | YES | YES | 4.5 | 31 | R
** WITH TAPED JOINTS
*** WITH 5/8-IN FRTP
*** WITH 3/4-IN FRTP
* DESCRIPTION OF BRAND CODES:
| AB = ECOMAXCI FR AB | MHD = MULTI-MAX HD | TRP = THERMAROOF PLUS-3 |  | TUM = TAPERED ULTRAMAX
| CCG = CONCRETE CORE-CGF | MM = MULTI-MAX-3 | TS = THERMASHEATH |  | UM = ULTRAMAX
| DS = DURASHEATH | NB3 = NAILABLE BASE-3 | TSC = SARNATHERM R CG TAPERED |  | UMF = ULTRAMAX FR
| ECI = ECOMAXCI | RB3 = RE-COVER BOARD-3 | TSA = TSA-FA |  | UMP = ULTRAMAX PLUS
| ECP = ECOMAXCI PLY | RBG = RMAX BELOW GRADE | TSI = THERMASHEATH-SI |  | UPT = ULTRAMAX PLUS TAP
| EVO = EVOMAXCI | RMP = R MATTE PLUS-3 | TSS = SARNATHERM R TAPERED |  | X00 = TSX 8500
| FR = ECOMAXCI FR | SS = SARNATHERM R | TSP = TSP |  | X10 = TSX-8510
| FRP = ECOMAXCI FR PLY | SCG = SARNATHERM R CG | TSR = THERMASHEATH-RDECK |  | X20 = TSX-8520
| FRW = ECOMAXCI FR WHITE | TBD = THERMABASE-CI DS | TTR = TAPERED THERMAROOF-3
| MFA = MULTI-MAX FA-3 | TBT = THERMABASE-CI TS | TUF = TAPERED ULT-MAX FR
Versico Inc. - T 1419 |  |  |  | Updated 09/30/2024
VCD | SECURSHIELD CD | ISOCYANURATE | FACED SINGLE MATERIAL | COATED GLASS FELT | ROOF DECK | NO | NO | 1 | 5.7 | R
VCG | SECURSHIELD | ISOCYANURATE | FACED SINGLE MATERIAL | COATED GLASS FELT | ROOF DECK | NO | NO | 1 | 5.7 | R
VCG | SECURSHIELD | ISOCYANURATE | FACED SINGLE MATERIAL | COATED GLASS FELT | ROOF DECK | NO | NO | 1.5 | 8.6 | R
VCG | SECURSHIELD | ISOCYANURATE | FACED SINGLE MATERIAL | COATED GLASS FELT | ROOF DECK | NO | NO | 2 | 11.4 | R
VCG | SECURSHIELD | ISOCYANURATE | FACED SINGLE MATERIAL | COATED GLASS FELT | ROOF DECK | NO | NO | 2.5 | 14.4 | R
VCG | SECURSHIELD | ISOCYANURATE | FACED SINGLE MATERIAL | COATED GLASS FELT | ROOF DECK | NO | NO | 2.7 | 15.6 | R
VCG | SECURSHIELD | ISOCYANURATE | FACED SINGLE MATERIAL | COATED GLASS FELT | ROOF DECK | NO | NO | 3 | 17.4 | R
VCG | SECURSHIELD | ISOCYANURATE | FACED SINGLE MATERIAL | COATED GLASS FELT | ROOF DECK | NO | NO | 4 | 23.6 | R
VFF | MP-F POLYISOCYANURATE | ISOCYANURATE | FACED SINGLE MATERIAL | ALUM FOIL CRAFT | ROOF DECK | NO | NO | 1 | 6.7 ** | R
VFF | MP-F POLYISOCYANURATE | ISOCYANURATE | FACED SINGLE MATERIAL | ALUM FOIL CRAFT | ROOF DECK | NO | NO | 1.5 | 10.5 ** | R
VFF | MP-F POLYISOCYANURATE | ISOCYANURATE | FACED SINGLE MATERIAL | ALUM FOIL CRAFT | ROOF DECK | NO | NO | 2 | 14.4 ** | R
VFF | MP-F POLYISOCYANURATE | ISOCYANURATE | FACED SINGLE MATERIAL | ALUM FOIL CRAFT | ROOF DECK | NO | NO | 2.5 | 17.5 ** | R
VFF | MP-F POLYISOCYANURATE | ISOCYANURATE | FACED SINGLE MATERIAL | ALUM FOIL CRAFT | ROOF DECK | NO | NO | 2.7 | 19.3 ** | R
VFF | MP-F POLYISOCYANURATE | ISOCYANURATE | FACED SINGLE MATERIAL | ALUM FOIL CRAFT | ROOF DECK | NO | NO | 3 | 21.2 ** | R
VFF | MP-F POLYISOCYANURATE | ISOCYANURATE | FACED SINGLE MATERIAL | ALUM FOIL CRAFT | ROOF DECK | NO | NO | 4 | 28 ** | R
VHC | SECURSHIELD HD COMPOSITE | ISOCYANURATE | COMPOSITE | COATED GLASS FELT | ROOF DECK | NO | NO | 2 | 11.1 | R
VHC | SECURSHIELD HD COMPOSITE | ISOCYANURATE | COMPOSITE | COATED GLASS FELT | ROOF DECK | NO | NO | 2.5 | 13.9 | R
VHC | SECURSHIELD HD COMPOSITE | ISOCYANURATE | COMPOSITE | COATED GLASS FELT | ROOF DECK | NO | NO | 3 | 16.9 | R
VHC | SECURSHIELD HD COMPOSITE | ISOCYANURATE | COMPOSITE | COATED GLASS FELT | ROOF DECK | NO | NO | 4 | 23 | R
VHD | SECURSHIELD HD | ISOCYANURATE | FACED SINGLE MATERIAL | COATED GLASS FELT | ROOF DECK | NO | NO | 0.5 | 2.5 | R
VNB | MP-HNB INSULATION | ISOCYANURATE | COMPOSITE | WAFERBOARD | ROOF DECK | NO | NO | 1.5 | 6.2 | R
VNB | MP-HNB INSULATION | ISOCYANURATE | COMPOSITE | WAFERBOARD | ROOF DECK | NO | NO | 2 | 9.2 | R
VNB | MP-HNB INSULATION | ISOCYANURATE | COMPOSITE | WAFERBOARD | ROOF DECK | NO | NO | 3 | 15 | R
VNB | MP-HNB INSULATION | ISOCYANURATE | COMPOSITE | WAFERBOARD | ROOF DECK | NO | NO | 4 | 21.1 | R
VSD | MP-H POLYISOCYANURATE | ISOCYANURATE | FACED SINGLE MATERIAL | PAPER | ROOF DECK | NO | NO | 1 | 5.7 | R
VSD | MP-H POLYISOCYANURATE | ISOCYANURATE | FACED SINGLE MATERIAL | PAPER | ROOF DECK | NO | NO | 1.5 | 8.6 | R
VSD | MP-H POLYISOCYANURATE | ISOCYANURATE | FACED SINGLE MATERIAL | PAPER | ROOF DECK | NO | NO | 2 | 11.4 | R
VSD | MP-H POLYISOCYANURATE | ISOCYANURATE | FACED SINGLE MATERIAL | PAPER | ROOF DECK | NO | NO | 2.5 | 14.4 | R
VSD | MP-H POLYISOCYANURATE | ISOCYANURATE | FACED SINGLE MATERIAL | PAPER | ROOF DECK | NO | NO | 2.7 | 15.6 | R
VSD | MP-H POLYISOCYANURATE | ISOCYANURATE | FACED SINGLE MATERIAL | PAPER | ROOF DECK | NO | NO | 3 | 17.4 | R
VSD | MP-H POLYISOCYANURATE | ISOCYANURATE | FACED SINGLE MATERIAL | PAPER | ROOF DECK | NO | NO | 3.5 | 20.5 | R
VSD | MP-H POLYISOCYANURATE | ISOCYANURATE | FACED SINGLE MATERIAL | PAPER | ROOF DECK | NO | NO | 4 | 23.6 | R
VWF | MP-HWF INSULATION | ISOCYANURATE | COMPOSITE | FIBERBOARD | ROOF DECK | NO | NO | 1.5 | 7 | R
VWF | MP-HWF INSULATION | ISOCYANURATE | COMPOSITE | FIBERBOARD | ROOF DECK | NO | NO | 2 | 10 | R
VWF | MP-HWF INSULATION | ISOCYANURATE | COMPOSITE | FIBERBOARD | ROOF DECK | NO | NO | 2.5 | 12.8 | R
VWF | MP-HWF INSULATION | ISOCYANURATE | COMPOSITE | FIBERBOARD | ROOF DECK | NO | NO | 3 | 15.8 | R
VWF | MP-HWF INSULATION | ISOCYANURATE | COMPOSITE | FIBERBOARD | ROOF DECK | NO | NO | 3.5 | 18.8 | R
VWF | MP-HWF INSULATION | ISOCYANURATE | COMPOSITE | FIBERBOARD | ROOF DECK | NO | NO | 4 | 21.9 | R
**=Initial R-Values
* DESCRIPTION OF BRAND CODES:
| VCD = SECURSHIELD CD | VHD = SECURSHIELD HD
| VCG = MP-HCG | VNB = MP-H-NB
| VFF = MP-F POLYISOCYANURATE | VSD = MP-H
| VHC = SECURSHIELD HD COMPOSITE | VWF = MP-H-WF
Polystyrene Board
Atlas Molded Products - T 1472 |  |  |  | Updated 7/3/2025
EPS | THERMALSTAR E+/X+ 10 | POLYSTYRENE | FACED SINGLE MATERIAL | PLASTIC | RF WALL FLR | YES | YES | **1.00 | **3.6 | R
EPS | THERMALSTAR E+/X+ 13 | POLYSTYRENE | FACED SINGLE MATERIAL | PLASTIC | RF WALL FLR | YES | YES | **1.00 | **3.8 | R
EPS | THERMALSTAR E+/X+ 15 | POLYSTYRENE | FACED SINGLE MATERIAL | PLASTIC | RF WALL FLR | YES | YES | **1.00 | **4.0 | R
EPS | THERMALSTAR E+/X+ 25 | POLYSTYRENE | FACED SINGLE MATERIAL | PLASTIC | RF WALL FLR | YES | YES | **1.00 | **4.2 | R
EPS | THERMALSTAR X+ 40 | POLYSTYRENE | FACED SINGLE MATERIAL | PLASTIC | RF WALL FLR | YES | YES | **1.00 | **4.5 | R
EPS | THERMALSTAR X+ 60 | POLYSTYRENE | FACED SINGLE MATERIAL | PLASTIC | RF WALL FLR | YES | YES | **1.00 | **4.6 | R
EPS | THERMALSTAR E/X 10 | POLYSTYRENE | SINGLE MATERIAL | NONE | RF WALL FLR | NO | NO | **1.00 | **3.6 | R
EPS | THERMALSTAR E/X 13 | POLYSTYRENE | SINGLE MATERIAL | NONE | RF WALL FLR | NO | NO | **1.00 | **3.8 | R
EPS | THERMALSTAR E/X 15 | POLYSTYRENE | SINGLE MATERIAL | NONE | RF WALL FLR | NO | NO | **1.00 | **4.0 | R
EPS | THERMALSTAR E/X 25 | POLYSTYRENE | SINGLE MATERIAL | NONE | RF WALL FLR | NO | NO | **1.00 | **4.2 | R
EPS | THERMALSTAR X 40 | POLYSTYRENE | SINGLE MATERIAL | NONE | RF WALL FLR | NO | NO | **1.00 | **4.5 | R
EPS | THERMALSTAR X 60 | POLYSTYRENE | SINGLE MATERIAL | NONE | RF WALL FLR | NO | NO | **1.00 | **4.6 | R
GPS | THERMALSTAR G 10 | POLYSTYRENE | SINGLE MATERIAL | NONE | RF WALL FLR | NO | NO | **1.00 | **4.7 | R
GPS | THERMALSTAR G 15 | POLYSTYRENE | SINGLE MATERIAL | NONE | RF WALL FLR | NO | NO | **1.00 | **4.7 | R
GPS | THERMALSTAR G 13 | POLYSTYRENE | SINGLE MATERIAL | NONE | RF WALL FLR | NO | NO | **1.00 | **4.7 | R
GPS | THERMALSTAR G 25 | POLYSTYRENE | SINGLE MATERIAL | NONE | RF WALL FLR | NO | NO | **1.00 | **4.7 | R
* DESCRIPTION OF BRAND CODES:
| GPS = GRAPHITE EPS | EPS = EPS
** = Values will vary with thickness. Stated values are R values per inch. EPS and GPS materials can be manufactured up to 48" thick.
However, ThermalStar E+, ThermalStar X+, and ThermalStar G+ are only offered up to 4” thickness.
BASF Corporation - T 1533 |  |  |  | Updated 10/29/2020
NEO | TYPE I | POLYSTYRENE | SINGLE MATERIAL | NONE | RF, WALL, PERIMETER | NO | NO | 1 | 4.7 | R
NEO | TYPE VIII | POLYSTYRENE | SINGLE MATERIAL | NONE | RF, WALL, PERIMETER | NO | NO | 1 | 4.7 | R
NEO | TYPE VIII | POLYSTYRENE | SINGLE MATERIAL | NONE | RF, WALL, PERIMETER | NO | NO | 1.06 | 5 | R
NEO | TYPE II | POLYSTYRENE | SINGLE MATERIAL | NONE | RF, WALL, PERIMETER | NO | NO | 1 | 4.7 | R
NEO | TYPE II | POLYSTYRENE | SINGLE MATERIAL | NONE | RF, WALL, PERIMETER | NO | NO | 1.06 | 5 | R
NEO | TYPE XI | POLYSTYRENE | SINGLE MATERIAL | NONE | PERIMETER | YES | NO | 1.06 | 4.9 | R
THR | TYPE II | POLYSTYRENE | DUAL MATERIAL | HOUSEWRAP | WALL, PERIMETER | YES | YES | 1.06 | 5 | R
* DESCRIPTION OF BRAND CODES:
NEO=NEOPOR GRAPHITE ENHANCED POLYSTYRENE
THR=NEOPOR THERMAPLUS WRB CONTINUOUS INSULATION
DuPont de Nemours Inc. - T 1535 |  |  |  | Updated 04/15/2024
DOW | BLUECOR | POLYSTYRENE | FACED SINGLE MATERIAL | PLASTIC | WALL | NO | YES | 0.25 | 1 | R
DOW | DOW HP UL | POLYSTYRENE | FACED SINGLE MATERIAL | PLASTIC | WALL | NO | YES | 0.25 | 1 | R
DOW | DOW HP UL | POLYSTYRENE | FACED SINGLE MATERIAL | PLASTIC | WALL | NO | YES | 0.375 | 1.5 | R
DOW | DOW HP UL | POLYSTYRENE | FACED SINGLE MATERIAL | PLASTIC | WALL | NO | YES | 0.5 | 2.1 | R
DOW | STO INSUL-X** | POLYSTYRENE | SINGLE MATERIAL | NONE | RF WALL FLR | NO | YES | 1 | 5 | R
SF | CAVITYMATE ULTRA | POLYSTYRENE | SINGLE MATERIAL | NONE | CLG WALL FLR | NO | YES | 1 | 5.6 | R
SF | CAVITYMATE ULTRA | POLYSTYRENE | SINGLE MATERIAL | NONE | CLG WALL FLR | NO | YES | 1.75 | 10 | R
SF | CAVITYMATE ULTRA | POLYSTYRENE | SINGLE MATERIAL | NONE | CLG WALL FLR | NO | YES | 2.125 | 12 | R
SF | CAVITYMATE ULTRA | POLYSTYRENE | SINGLE MATERIAL | NONE | CLG WALL FLR | NO | YES | 2.5 | 14 | R
SF | CAVITYMATE ULTRA | POLYSTYRENE | SINGLE MATERIAL | NONE | CLG WALL FLR | NO | YES | 2.79 | 15.6 | R
SF | CAVITYMATE ULTRA | POLYSTYRENE | SINGLE MATERIAL | NONE | CLG WALL FLR | NO | YES | 3 | 16.8 | R
SF | CAVITYMATE ULTRA | POLYSTYRENE | SINGLE MATERIAL | NONE | CLG WALL FLR | NO | YES | 3.5 | 19.6 | R
SF | DOW PROTECTION BD III | POLYSTYRENE | FACED SINGLE MATERIAL | PLASTIC | WALL FLR | NO | YES | 0.25 | 1 | R
SF | LEVELR | POLYSTYRENE | SINGLE MATERIAL | NONE | WALL | NO | YES | 0.25 | 1 | R
SF | LEVELR | POLYSTYRENE | SINGLE MATERIAL | NONE | WALL | NO | YES | 0.375 | 1.4 | R
SF | RECOVERMATE CR | POLYSTYRENE | FACED SINGLE MATERIAL | KRAFT | ROOF | NO | YES | 0.375 | 1.5 | R
SF | RESIDENTIAL SHEATHING | POLYSTYRENE | FACED SINGLE MATERIAL | PLASTIC | WALL | NO | YES | 0.55 | 3 | R
SF | RESIDENTIAL SHEATHING | POLYSTYRENE | FACED SINGLE MATERIAL | PLASTIC | WALL | NO | YES | 0.75 | 4 | R
SF | RESIDENTIAL SHEATHING | POLYSTYRENE | FACED SINGLE MATERIAL | PLASTIC | WALL | NO | YES | 1 | 5 | R
SF | STUCCOMATE | POLYSTYRENE | SINGLE MATERIAL | NONE | WALL | NO | YES | 0.75 | 4 | R
SF | STUCCOMATE | POLYSTYRENE | SINGLE MATERIAL | NONE | WALL | NO | YES | 1 | 5 | R
SF | TYPE IV** | POLYSTYRENE | SINGLE MATERIAL | NONE | RF WALL FLR | NO | YES | 1 | 5 | R
SF | TYPE V** | POLYSTYRENE | SINGLE MATERIAL | NONE | RF WALL FLR | NO | YES | 1 | 5 | R
SF | TYPE VI** | POLYSTYRENE | SINGLE MATERIAL | NONE | RF WALL FLR | NO | YES | 1 | 5 | R
SF | TYPE VII** | POLYSTYRENE | SINGLE MATERIAL | NONE | RF WALL FLR | NO | YES | 1 | 5 | R
SF | TYPE X** | POLYSTYRENE | SINGLE MATERIAL | NONE | RF WALL FLR | NO | YES | 1 | 5 | R
SF | ULTRA | POLYSTYRENE | SINGLE MATERIAL | NONE | CLG WALL FLR | NO | YES | 1 | 5.6 | R
SF | ULTRA | POLYSTYRENE | SINGLE MATERIAL | NONE | CLG WALL FLR | NO | YES | 1.75 | 10 | R
SF | ULTRA | POLYSTYRENE | SINGLE MATERIAL | NONE | CLG WALL FLR | NO | YES | 2.125 | 12 | R
SF | ULTRA | POLYSTYRENE | SINGLE MATERIAL | NONE | CLG WALL FLR | NO | YES | 2.5 | 14 | R
SF | ULTRA | POLYSTYRENE | SINGLE MATERIAL | NONE | CLG WALL FLR | NO | YES | 2.79 | 15.6 | R
SF | ULTRA | POLYSTYRENE | SINGLE MATERIAL | NONE | CLG WALL FLR | NO | YES | 3 | 16.8 | R
SF | ULTRA | POLYSTYRENE | SINGLE MATERIAL | NONE | CLG WALL FLR | NO | YES | 3.5 | 19.6 | R
** = Values will vary with thickness. Stated values are for 1 inch = R-5.
* DESCRIPTION OF BRAND CODES:
| DOW = DOW CHEMICAL CO | SF = STYROFOAM
Insulfoam - T 1482 |  |  |  | Updated 10/04/2012
IF | INSULFOAM15FS015 | POLYSTYRENE | SINGLE MATERIAL | NONE | CLG WALL FLR | NO | NO | 1 | 4.2 | R
IF | INSULFOAM15FS015 | POLYSTYRENE | SINGLE MATERIAL | NONE | CLG WALL FLR | NO | NO | 1.5 | 6.2 | R
IF | INSULFOAM1FSO-15 | POLYSTYRENE | SINGLE MATERIAL | NONE | CLG WALL FLR | NO | NO | 0.5 | 2 | R
IF | INSULFOAM1FSO-15 | POLYSTYRENE | SINGLE MATERIAL | NONE | CLG WALL FLR | NO | NO | 1 | 4 | R
IF | INSULFOAM1FSO-15 | POLYSTYRENE | SINGLE MATERIAL | NONE | CLG WALL FLR | NO | NO | 1.5 | 6 | R
IF | INSULFOAM1FSO-15 | POLYSTYRENE | SINGLE MATERIAL | NONE | CLG WALL FLR | NO | NO | 2 | 8 | R
IF | INSULFOAM1FSO-15 | POLYSTYRENE | SINGLE MATERIAL | NONE | CLG WALL FLR | NO | NO | 2.5 | 10 | R
IF | INSULFOAM1FSO-15 | POLYSTYRENE | SINGLE MATERIAL | NONE | CLG WALL FLR | NO | NO | 3 | 12 | R
IF | INSULFOAM1FSO-15 | POLYSTYRENE | SINGLE MATERIAL | NONE | CLG WALL FLR | NO | NO | 3.5 | 14 | R
IF | INSULFOAM1FSO-15 | POLYSTYRENE | SINGLE MATERIAL | NONE | CLG WALL FLR | NO | NO | 4 | 16 | R
IF | INSULFOAMR-TECH I | POLYSTYRENE | FACED SINGLE MATERIAL | PLASTIC | CLG WALL FLR | NO | NO | 0.375 | 1.45 | R
IF | INSULFOAMR-TECH I | POLYSTYRENE | FACED SINGLE MATERIAL | PLASTIC | CLG WALL FLR | NO | NO | 0.5 | 1.93 | R
IF | INSULFOAMR-TECH I | POLYSTYRENE | FACED SINGLE MATERIAL | PLASTIC | CLG WALL FLR | NO | NO | 0.75 | 2.89 | R
IF | INSULFOAMR-TECH I | POLYSTYRENE | FACED SINGLE MATERIAL | PLASTIC | CLG WALL FLR | NO | NO | 1 | 3.85 | R
IF | INSULFOAMR-TECH I | POLYSTYRENE | FACED SINGLE MATERIAL | PLASTIC | CLG WALL FLR | NO | NO | 1.5 | 5.78 | R
IF | INSULFOAMR-TECH I | POLYSTYRENE | FACED SINGLE MATERIAL | PLASTIC | CLG WALL FLR | NO | NO | 2 | 7.7 | R
IF | INSULFOAMR-TECH I | POLYSTYRENE | FACED SINGLE MATERIAL | PLASTIC | CLG WALL FLR | NO | NO | 3 | 11.6 | R
IF | INSULFOAMR-TECH I | POLYSTYRENE | FACED SINGLE MATERIAL | PLASTIC | CLG WALL FLR | NO | NO | 4 | 15.5 | R
R VALUE TEST ASTM C518
*DESCRIPTION OF BRAND CODES
IF = INSULFOAM
Kingspan Insulation, LLC - T 1506 |  |  |  | Updated 03/29/2021
KNG | DC14** | POLYSTYRENE | FOAM LAYERS | PLASTIC | WALL | NO | NO | 0.25 | 1 | R
KNG | FP1450** | POLYSTYRENE | FACED SINGLE MATERIAL | PLASTIC | WALL | NO | NO | 0.25 | 1 | R
KNG | FQ250 | POLYSTYRENE | SINGLE MATERIAL | FOIL | WALL | NO | NO | 0.2 | 2.9***** | R
KNG | FQ350 | POLYSTYRENE | SINGLE MATERIAL | FOIL | WALL | NO | NO | 0.3 | 3.1**** | R
KNG | GREENGUARD LG | POLYSTYRENE | SINGLE MATERIAL | NONE | WALL | NO | YES | 0.5 | 3 | R
KNG | GREENGUARD LG | POLYSTYRENE | SINGLE MATERIAL | NONE | WALL | NO | YES | 0.75 | 3.8 | R
KNG | GREENGUARD LG | POLYSTYRENE | SINGLE MATERIAL | NONE | WALL | NO | YES | 1 | 5 | R
KNG | GREENGUARD LG | POLYSTYRENE | SINGLE MATERIAL | NONE | WALL | NO | YES | 2 | 10 | R
KNG | GREENGUARD LG | POLYSTYRENE | SINGLE MATERIAL | NONE | WALL | NO | YES | 3 | 15 | R
KNG | GREENGUARD LG | POLYSTYRENE | SINGLE MATERIAL | NONE | WALL | NO | YES | 4 | 20 | R
KNG | GREENGUARD LG | POLYSTYRENE | SINGLE MATERIAL | NONE | ROOF | NO | YES | 1 | 5 | R
KNG | GREENGUARD LG | POLYSTYRENE | SINGLE MATERIAL | NONE | ROOF | NO | YES | 2 | 10 | R
KNG | GREENGUARD LG | POLYSTYRENE | SINGLE MATERIAL | NONE | ROOF | NO | YES | 3 | 15 | R
KNG | GREENGUARD LG | POLYSTYRENE | SINGLE MATERIAL | NONE | ROOF | NO | YES | 4 | 20 | R
KNG | GREENGUARD LG -CMX/SLX | POLYSTYRENE | FOAM LAYERS | PLASTIC | WALL | NO | YES | 0.5 | 3 | R
KNG | GREENGUARD LG-CMX/SLX | POLYSTYRENE | FACED SINGLE MATERIAL | PLASTIC | ROOF | NO | YES | 0.75 | 3.8 | R
KNG | GREENGUARD LG-CMX/SLX | POLYSTYRENE | FACED SINGLE MATERIAL | PLASTIC | ROOF | NO | YES | 1 | 5 | R
KNG | P1450** | POLYSTYRENE | FACED SINGLE MATERIAL | PLASTIC | WALL | NO | NO | 0.25 | 1 | R
KNG | PB38*** | POLYSTYRENE | FACED SINGLE MATERIAL | PLASTIC | ROOF | NO | YES | 0.37 | 1.5 | R
KNG | PB4** | POLYSTYRENE | FACED SINGLE MATERIAL | PLASTIC | WALL | NO | YES | 0.25 | 1 | R
KNG | PB6** | POLYSTYRENE | FACED SINGLE MATERIAL | PLASTIC | ROOF | NO | YES | 0.37 | 1.5 | R
KNG | PB6HD** | POLYSTYRENE | FACED SINGLE MATERIAL | PLASTIC | ROOF | NO | YES | 0.37 | 1.5 | R
KNG | PB6 PLUS** | POLYSTYRENE | FACED SINGLE MATERIAL | PLASTIC | ROOF | NO | NO | 0.37 | 1.5 | R
KNG | PB6W/DURO-GUARD | POLYSTYRENE | FACED SINGLE MATERIAL | PLASTIC | ROOF | NO | NO | 0.37 | 1.5 | R
KNG | PG38*** | POLYSTYRENE | FACED SINGLE MATERIAL | PLASTIC | ROOF | NO | YES | 0.37 | 1.5 | R
KNG | PG38*** | POLYSTYRENE | FACED SINGLE MATERIAL | PLASTIC | WALL | NO | NO | 0.44 | 2 | R
KNG | PG48*** | POLYSTYRENE | FACED SINGLE MATERIAL | PLASTIC | WALL | NO | NO | 0.44 | 2 | R
KNG | PG49*** | POLYSTYRENE | FACED SINGLE MATERIAL | PLASTIC | WALL | NO | NO | 0.44 | 2 | R
KNG | PGF28*** | POLYSTYRENE | FACED SINGLE MATERIAL | PLASTIC | ROOF | NO | YES | 0.37 | 1.5 | R
KNG | PLYGOOD-ULTRA | POLYSTYRENE | FACED SINGLE MATERIAL | PLASTIC | WALL | NO | YES | 0.37 | 1.5 | R
KNG | PLYGOOD-ULTRA | POLYSTYRENE | FACED SINGLE MATERIAL | PLASTIC | WALL | NO | YES | 0.44 | 1.8 | R
KNG | Q250** | POLYSTYRENE | FACED SINGLE MATERIAL | PLASTIC | WALL | NO | NO | 0.2 | --- | -
KNG | Q350** | POLYSTYRENE | FACED SINGLE MATERIAL | PLASTIC | WALL | NO | NO | 0.3 | --- | -
KNG | S14** | POLYSTYRENE | FACED SINGLE MATERIAL | PLASTIC | WALL | NO | NO | 0.25 | 1 | R
KNG | XFP14** | POLYSTYRENE | FACED SINGLE MATERIAL | PLASTIC | WALL | NO | NO | 0.25 | 1 | R
KNG | XFP38 | POLYSTYRENE | FACED SINGLE MATERIAL | PLASTIC | WALL | NO | NO | 0.37 | 1.5 | R
KNG | XP14** | POLYSTYRENE | FACED SINGLE MATERIAL | PLASTIC | WALL | NO | NO | 0.25 | 1 | R
KNG | XP38 | POLYSTYRENE | FACED SINGLE MATERIAL | PLASTIC | WALL | NO | NO | 0.37 | 1.5 | R
** = Values will vary with thickness. Stated values are for R-5. |  |  |  | **** = System R-Value is calculated in accordance with the "ASHRE
*** = Exposure applicable to AGTEK only. |  |  |  | Handbook of Fundamentals" using a 1/2" uniform parallel uniform
dead air space. The R-Value of this product installed without an
air space is 1.1
***** = System R-Vlue is calculated in accordance with the "ASHRE
Handbook of Fundamentals" using a 1/2" uniform parrallel
| *DESCRIPTION OF BRAND CODES: |  |  | dead air space. The R-Value of this product installed without
| KNG = KINGSPAN INSULATION, LLC |  |  | an air space is 0.9
Owens Corning Foam Insulation LLC - T 1427 |  |  |  | Updated 6/14/2008
FMR | D-FA, D-PLUS | POLYSTYRENE | FACED SINGLE MATERIAL | PLASTIC | ROOF | NO | YES | **1.00 | **5.0 | R
FMR | F-I/S | POLYSTYRENE | FACED SINGLE MATERIAL | PLASTIC | WALL | NO | YES | **1.00 | **5.0 | R
FMR | FF, F-1/2" | POLYSTYRENE | SINGLE MATERIAL | NONE | RF WALL FLR | NO | YES | **1.00 | **5.0 | R
FMR | TYPE IV | POLYSTYRENE | SINGLE MATERIAL | NONE | RF WALL FLR | YES*** | YES | **1.00 | **5.0 | R
FMR | TYPE V | POLYSTYRENE | SINGLE MATERIAL | NONE | RF WALL FLR | NO | YES | **1.00 | **5.0 | R
FMR | TYPE VI | POLYSTYRENE | SINGLE MATERIAL | NONE | RF WALL FLR | NO | YES | **1.00 | **5.0 | R
FMR | TYPE VII | POLYSTYRENE | SINGLE MATERIAL | NONE | RF WALL FLR | NO | YES | **1.00 | **5.0 | R
FMR | TYPE X | POLYSTYRENE | SINGLE MATERIAL | NONE | RF WALL FLR | NO | YES | **1.00 | **5.0 | R
** = Values will vary with thickness. Stated values are for R-5.
*** = Exposure applicable to AGTEK only.
* DESCRIPTION OF BRAND CODES:
FMR = FOAMULAR
Poliestireno Alfa Gamma S.A. de C.V. - T 1470 |  |  |  | Updated 09/30/2022
ALT | TYPE XI/EPS12 | POLYSTYRENE | SINGLE MATERIAL | NONE | RF WALL FLR | NO | NO | **1.00 | **3.20 | R
ALT | TYPE I/EPS15 | POLYSTYRENE | SINGLE MATERIAL | NONE | RF WALL FLR | NO | NO | **1.00 | **3.60 | R
ALT | TYPE VIII/EPS19 | POLYSTYRENE | SINGLE MATERIAL | NONE | RF WALL FLR | NO | NO | **1.00 | **3.80 | R
ALT | TYPE II/EPS22 | POLYSTYRENE | SINGLE MATERIAL | NONE | RF WALL FLR | NO | NO | **1.00 | **4.00 | R
ALT | TYPE IX/EPS29 | POLYSTYRENE | SINGLE MATERIAL | NONE | RF WALL FLR | NO | NO | **1.00 | **4.20 | R
ALT | TYPE XIV/EPS39 | POLYSTYRENE | SINGLE MATERIAL | NONE | RF WALL FLR | NO | NO | **1.00 | **4.20 | R
ALT | TYPE XV/EPS46 | POLYSTYRENE | SINGLE MATERIAL | NONE | RF WALL FLR | NO | NO | **1.00 | **4.30 | R
ALT | GPS TYPE II | POLYSTYRENE | SINGLE MATERIAL | NONE | RF WALL FLR | NO | NO | **1.00 | **4.70 | R
* DESCRIPTION OF BRAND CODES:
ALT = ALFATERM GEOFOAM
** = Values will vary with thickness. Stated values are R values per inch.
Premier Building Systems - T 1563 |  |  |  | Updated 04/07/2025
RFF | RS+FF | POLYSTYRENE | FACED SINGLE MATERIAL | PLASTIC | WALL | NO | NO | 0.5 | 1.9 | R
* DESCRIPTION OF BRAND CODES:
RFF = RS+FF
Siplast, Inc. - T 1320 |  |  |  | Updated 06/14/2008
ISP | INSULPERM | POLYSTYRENE | SINGLE MATERIAL | NONE | ROOF DECK | NO | NO | 1.00 | 3.9 | R
ISP | INSULPERM | POLYSTYRENE | SINGLE MATERIAL | NONE | ROOF DECK | NO | NO | 2.00 | 7.8 | R
ISP | INSULPERM | POLYSTYRENE | SINGLE MATERIAL | NONE | ROOF DECK | NO | NO | 4.00 | 16 | R
ISP | INSULPERM | POLYSTYRENE | SINGLE MATERIAL | NONE | ROOF DECK | NO | NO | 5.00 | 20 | R
ISP | INSULPERM | POLYSTYRENE | SINGLE MATERIAL | NONE | ROOF DECK | NO | NO | 6.00 | 24 | R
ISP | INSULPERM | POLYSTYRENE | SINGLE MATERIAL | NONE | ROOF DECK | NO | NO | 7.00 | 28 | R
ISP | INSULPERM | POLYSTYRENE | SINGLE MATERIAL | NONE | ROOF DECK | NO | NO | 8.00 | 32 | R
* DESCRIPTION OF BRAND CODES:
ISP = INSULPERM
Note on A5: FOAMGLAS
Note on A6: FOAMGLAS
Note on A7: FOAMGLAS
Note on A8: FOAMGLAS
Note on A9: FOAMGLAS
Note on A10: FOAMGLAS
Note on A18: JOHNS MANVILLE
Note on A19: JOHNS MANVILLE
Note on A20: JOHNS MANVILLE
Note on A21: JOHNS MANVILLE
Note on A22: JOHNS MANVILLE
Note on A23: JOHNS MANVILLE
Note on A24: JOHNS MANVILLE
Note on A25: JOHNS MANVILLE
Note on A26: JOHNS MANVILLE
Note on A34: CERTAINTEED
Note on A35: CERTAINTEED
Note on A36: CERTAINTEED
Note on A37: CERTAINTEED
Note on A38: CERTAINTEED
Note on A39: CERTAINTEED
Note on A40: CERTAINTEED
Note on A41: CERTAINTEED
Note on A42: CERTAINTEED
Note on A43: CERTAINTEED
Note on A44: CERTAINTEED
Note on A45: CERTAINTEED
Note on A46: CERTAINTEED
Note on A47: CERTAINTEED
Note on A48: CERTAINTEED
Note on A49: CERTAINTEED
Note on A50: CERTAINTEED
Note on A51: CERTAINTEED
Note on A52: CERTAINTEED
Note on A53: CERTAINTEED
Note on A54: CERTAINTEED
Note on A55: CERTAINTEED
Note on A56: CERTAINTEED
Note on A57: CERTAINTEED
Note on A58: CERTAINTEED
Note on A59: CERTAINTEED
Note on A60: CERTAINTEED
Note on A61: CERTAINTEED
Note on A62: CERTAINTEED
Note on A63: CERTAINTEED
Note on A64: CERTAINTEED
Note on A65: CERTAINTEED
Note on A66: CERTAINTEED
Note on A67: CERTAINTEED
Note on A68: CERTAINTEED
Note on A69: CERTAINTEED
Note on A70: CERTAINTEED
Note on A71: CERTAINTEED
Note on A72: CERTAINTEED
Note on A73: CERTAINTEED
Note on A74: CERTAINTEED
Note on A75: CERTAINTEED
Note on A76: CERTAINTEED
Note on A77: CERTAINTEED
Note on A78: CERTAINTEED
Note on A79: CERTAINTEED
Note on A80: CERTAINTEED
Note on A81: CERTAINTEED
Note on A82: CERTAINTEED
Note on A83: CERTAINTEED
Note on A84: CERTAINTEED
Note on A85: CERTAINTEED
Note on A86: CERTAINTEED
Note on A87: CERTAINTEED
Note on A88: CERTAINTEED
Note on A89: CERTAINTEED
Note on A90: CERTAINTEED
Note on A91: CERTAINTEED
Note on A92: CERTAINTEED
Note on A93: CERTAINTEED
Note on A94: CERTAINTEED
Note on A95: CERTAINTEED
Note on A96: CERTAINTEED
Note on A97: CERTAINTEED
Note on A98: CERTAINTEED
Note on A99: CERTAINTEED
Note on A100: CERTAINTEED
Note on A101: CERTAINTEED
Note on A102: CERTAINTEED
Note on A103: CERTAINTEED
Note on A104: CERTAINTEED
Note on A105: CERTAINTEED
Note on A106: CERTAINTEED
Note on A107: CERTAINTEED
Note on A108: CERTAINTEED
Note on A109: CERTAINTEED
Note on A110: CERTAINTEED
Note on A111: CERTAINTEED
Note on A112: CERTAINTEED
Note on A113: CERTAINTEED
Note on A114: CERTAINTEED
Note on A115: CERTAINTEED
Note on A116: CERTAINTEED
Note on A117: CERTAINTEED
Note on A118: CERTAINTEED
Note on A119: CERTAINTEED
Note on A120: CERTAINTEED
Note on A121: CERTAINTEED
Note on A122: CERTAINTEED
Note on A123: CERTAINTEED
Note on A124: CERTAINTEED
Note on A125: CERTAINTEED
Note on A126: CERTAINTEED
Note on A127: CERTAINTEED
Note on A128: CERTAINTEED
Note on A129: CERTAINTEED
Note on A130: CERTAINTEED
Note on A131: CERTAINTEED
Note on A132: CERTAINTEED
Note on A133: CERTAINTEED
Note on A134: CERTAINTEED
Note on A135: CERTAINTEED
Note on A136: CERTAINTEED
Note on A137: CERTAINTEED
Note on A138: CERTAINTEED
Note on A139: CERTAINTEED
Note on A140: CERTAINTEED
Note on A141: CERTAINTEED
Note on A142: CERTAINTEED
Note on A143: CERTAINTEED
Note on A144: CERTAINTEED
Note on A145: CERTAINTEED
Note on A146: CERTAINTEED
Note on A147: CERTAINTEED
Note on A154: FIBERGLASS
Note on A155: FIBERGLASS
Note on A156: FIBERGLASS
Note on A157: FIBERGLASS
Note on A158: FIBERGLASS
Note on A159: FIBERGLASS
Note on A160: FIBERGLASS
Note on A161: FIBERGLASS
Note on A162: FIBERGLASS
Note on A163: FIBERGLASS
Note on A164: FIBERGLASS
Note on A165: FIBERGLASS
Note on A166: FIBERGLASS
Note on A167: FIBERGLASS
Note on A168: FIBERGLASS
Note on A169: JOHNS MANVILLE
Note on A170: JOHNS MANVILLE
Note on A171: JOHNS MANVILLE
Note on A172: JOHNS MANVILLE
Note on A173: JOHNS MANVILLE
Note on A174: JOHNS MANVILLE
Note on A175: JOHNS MANVILLE
Note on A176: JOHNS MANVILLE
Note on A177: JOHNS MANVILLE
Note on A178: JOHNS MANVILLE
Note on A179: JOHNS MANVILLE
Note on A180: JOHNS MANVILLE
Note on A181: JOHNS MANVILLE
Note on A182: JOHNS MANVILLE
Note on A183: JOHNS MANVILLE
Note on A184: JOHNS MANVILLE
Note on A185: JOHNS MANVILLE
Note on A186: JOHNS MANVILLE
Note on A187: JOHNS MANVILLE
Note on A188: JOHNS MANVILLE
Note on A189: JOHNS MANVILLE
Note on A190: JOHNS MANVILLE
Note on A191: JOHNS MANVILLE
Note on A192: JOHNS MANVILLE
Note on A193: JOHNS MANVILLE
Note on A194: JOHNS MANVILLE
Note on A195: JOHNS MANVILLE
Note on A196: JOHNS MANVILLE
Note on A197: JOHNS MANVILLE
Note on A198: JOHNS MANVILLE
Note on A199: JOHNS MANVILLE
Note on A200: JOHNS MANVILLE
Note on A201: JOHNS MANVILLE
Note on A202: JOHNS MANVILLE
Note on A203: JOHNS MANVILLE
Note on A204: JOHNS MANVILLE
Note on A205: JOHNS MANVILLE
Note on A206: JOHNS MANVILLE
Note on A207: JOHNS MANVILLE
Note on A208: JOHNS MANVILLE
Note on A209: JOHNS MANVILLE
Note on A210: JOHNS MANVILLE
Note on A211: JOHNS MANVILLE
Note on A212: JOHNS MANVILLE
Note on A213: JOHNS MANVILLE
Note on A214: JOHNS MANVILLE
Note on A215: JOHNS MANVILLE
Note on A216: JOHNS MANVILLE
Note on A217: JOHNS MANVILLE
Note on A218: JOHNS MANVILLE
Note on A219: JOHNS MANVILLE
Note on A220: JOHNS MANVILLE
Note on A221: JOHNS MANVILLE
Note on A222: JOHNS MANVILLE
Note on A223: JOHNS MANVILLE
Note on A224: JOHNS MANVILLE
Note on A225: JOHNS MANVILLE
Note on A226: JOHNS MANVILLE
Note on A227: JOHNS MANVILLE
Note on A228: JOHNS MANVILLE
Note on A229: JOHNS MANVILLE
Note on A230: JOHNS MANVILLE
Note on A231: JOHNS MANVILLE
Note on A232: JOHNS MANVILLE
Note on A233: JOHNS MANVILLE
Note on A234: JOHNS MANVILLE
Note on A235: JOHNS MANVILLE
Note on A236: JOHNS MANVILLE
Note on A237: JOHNS MANVILLE
Note on A238: JOHNS MANVILLE
Note on A239: JOHNS MANVILLE
Note on A240: JOHNS MANVILLE
Note on A241: JOHNS MANVILLE
Note on A242: JOHNS MANVILLE
Note on A243: JOHNS MANVILLE
Note on A244: JOHNS MANVILLE
Note on A245: JOHNS MANVILLE
Note on A246: JOHNS MANVILLE
Note on A247: JOHNS MANVILLE
Note on A248: JOHNS MANVILLE
Note on A249: JOHNS MANVILLE
Note on A250: JOHNS MANVILLE
Note on A251: JOHNS MANVILLE
Note on A252: JOHNS MANVILLE
Note on A253: JOHNS MANVILLE
Note on A254: JOHNS MANVILLE
Note on A255: JOHNS MANVILLE
Note on A256: JOHNS MANVILLE
Note on A257: JOHNS MANVILLE
Note on A258: JOHNS MANVILLE
Note on A259: JOHNS MANVILLE
Note on A260: JOHNS MANVILLE
Note on A261: JOHNS MANVILLE
Note on A262: JOHNS MANVILLE
Note on A263: JOHNS MANVILLE
Note on A264: JOHNS MANVILLE
Note on A265: JOHNS MANVILLE
Note on A266: JOHNS MANVILLE
Note on A267: JOHNS MANVILLE
Note on A268: JOHNS MANVILLE
Note on A269: JOHNS MANVILLE
Note on A270: JOHNS MANVILLE
Note on A271: JOHNS MANVILLE
Note on A272: JOHNS MANVILLE
Note on A273: JOHNS MANVILLE
Note on A274: JOHNS MANVILLE
Note on A275: JOHNS MANVILLE
Note on A276: JOHNS MANVILLE
Note on A277: JOHNS MANVILLE
Note on A278: JOHNS MANVILLE
Note on A279: JOHNS MANVILLE
Note on A280: JOHNS MANVILLE
Note on A281: JOHNS MANVILLE
Note on A282: JOHNS MANVILLE
Note on A283: JOHNS MANVILLE
Note on A284: JOHNS MANVILLE
Note on A285: JOHNS MANVILLE
Note on A286: JOHNS MANVILLE
Note on A287: JOHNS MANVILLE
Note on A288: JOHNS MANVILLE
Note on A289: JOHNS MANVILLE
Note on A290: JOHNS MANVILLE
Note on A291: JOHNS MANVILLE
Note on A292: JOHNS MANVILLE
Note on A293: JOHNS MANVILLE
Note on A294: JOHNS MANVILLE
Note on A295: JOHNS MANVILLE
Note on A296: JOHNS MANVILLE
Note on A297: JOHNS MANVILLE
Note on A298: JOHNS MANVILLE
Note on A299: JOHNS MANVILLE
Note on A300: JOHNS MANVILLE
Note on A301: JOHNS MANVILLE
Note on A302: JOHNS MANVILLE
Note on A303: JOHNS MANVILLE
Note on A304: JOHNS MANVILLE
Note on A305: JOHNS MANVILLE
Note on A306: JOHNS MANVILLE
Note on A307: JOHNS MANVILLE
Note on A308: JOHNS MANVILLE
Note on A309: JOHNS MANVILLE
Note on A310: JOHNS MANVILLE
Note on A311: JOHNS MANVILLE
Note on A312: JOHNS MANVILLE
Note on A313: JOHNS MANVILLE
Note on A314: JOHNS MANVILLE
Note on A315: JOHNS MANVILLE
Note on A316: JOHNS MANVILLE
Note on A317: JOHNS MANVILLE
Note on A318: JOHNS MANVILLE
Note on A319: JOHNS MANVILLE
Note on A320: JOHNS MANVILLE
Note on A321: JOHNS MANVILLE
Note on A322: JOHNS MANVILLE
Note on A323: JOHNS MANVILLE
Note on A324: JOHNS MANVILLE
Note on A325: JOHNS MANVILLE
Note on A326: JOHNS MANVILLE
Note on A327: JOHNS MANVILLE
Note on A328: JOHNS MANVILLE
Note on A329: JOHNS MANVILLE
Note on A330: JOHNS MANVILLE
Note on A331: JOHNS MANVILLE
Note on A332: JOHNS MANVILLE
Note on A333: JOHNS MANVILLE
Note on A334: JOHNS MANVILLE
Note on A335: JOHNS MANVILLE
Note on A336: JOHNS MANVILLE
Note on A337: JOHNS MANVILLE
Note on A338: JOHNS MANVILLE
Note on A339: JOHNS MANVILLE
Note on A340: JOHNS MANVILLE
Note on A341: JOHNS MANVILLE
Note on A342: JOHNS MANVILLE
Note on A343: JOHNS MANVILLE
Note on A344: JOHNS MANVILLE
Note on A345: JOHNS MANVILLE
Note on A346: JOHNS MANVILLE
Note on A347: JOHNS MANVILLE
Note on A348: JOHNS MANVILLE
Note on A349: JOHNS MANVILLE
Note on A350: JOHNS MANVILLE
Note on A351: JOHNS MANVILLE
Note on A352: JOHNS MANVILLE
Note on A353: JOHNS MANVILLE
Note on A354: JOHNS MANVILLE
Note on A355: JOHNS MANVILLE
Note on A356: JOHNS MANVILLE
Note on A357: JOHNS MANVILLE
Note on A358: JOHNS MANVILLE
Note on A359: JOHNS MANVILLE
Note on A360: JOHNS MANVILLE
Note on A361: JOHNS MANVILLE
Note on A362: JOHNS MANVILLE
Note on A363: JOHNS MANVILLE
Note on A364: JOHNS MANVILLE
Note on A365: JOHNS MANVILLE
Note on A366: JOHNS MANVILLE
Note on A367: JOHNS MANVILLE
Note on A368: JOHNS MANVILLE
Note on A369: JOHNS MANVILLE
Note on A370: JOHNS MANVILLE
Note on A371: JOHNS MANVILLE
Note on A372: JOHNS MANVILLE
Note on A373: JOHNS MANVILLE
Note on A374: JOHNS MANVILLE
Note on A375: JOHNS MANVILLE
Note on A376: JOHNS MANVILLE
Note on A377: JOHNS MANVILLE
Note on A378: JOHNS MANVILLE
Note on A379: JOHNS MANVILLE
Note on A380: JOHNS MANVILLE
Note on A381: JOHNS MANVILLE
Note on A382: JOHNS MANVILLE
Note on A383: JOHNS MANVILLE
Note on A384: JOHNS MANVILLE
Note on A385: JOHNS MANVILLE
Note on A386: JOHNS MANVILLE
Note on A387: JOHNS MANVILLE
Note on A388: JOHNS MANVILLE
Note on A389: JOHNS MANVILLE
Note on A390: JOHNS MANVILLE
Note on A391: JOHNS MANVILLE
Note on A392: JOHNS MANVILLE
Note on A393: JOHNS MANVILLE
Note on A394: JOHNS MANVILLE
Note on A395: JOHNS MANVILLE
Note on A396: JOHNS MANVILLE
Note on A397: JOHNS MANVILLE
Note on A405: KNAUF INSULATION
Note on A406: KNAUF INSULATION
Note on A407: KNAUF INSULATION
Note on A408: KNAUF INSULATION
Note on A409: KNAUF INSULATION
Note on A410: KNAUF INSULATION
Note on A411: KNAUF INSULATION
Note on A412: KNAUF INSULATION
Note on A413: KNAUF INSULATION
Note on A414: KNAUF INSULATION
Note on A415: KNAUF INSULATION
Note on A416: KNAUF INSULATION
Note on A417: KNAUF INSULATION
Note on A418: KNAUF INSULATION
Note on A419: KNAUF INSULATION
Note on A420: KNAUF INSULATION
Note on A421: KNAUF INSULATION
Note on A422: KNAUF INSULATION
Note on A423: KNAUF INSULATION
Note on A424: KNAUF INSULATION
Note on A425: KNAUF INSULATION
Note on A426: KNAUF INSULATION
Note on A427: KNAUF INSULATION
Note on A428: KNAUF INSULATION
Note on A429: KNAUF INSULATION
Note on A430: KNAUF INSULATION
Note on A431: KNAUF INSULATION
Note on A432: KNAUF INSULATION
Note on A433: KNAUF INSULATION
Note on A434: KNAUF INSULATION
Note on A435: KNAUF INSULATION
Note on A436: KNAUF INSULATION
Note on A437: KNAUF INSULATION
Note on A438: KNAUF INSULATION
Note on A439: KNAUF INSULATION
Note on A440: KNAUF INSULATION
Note on A441: KNAUF INSULATION
Note on A442: KNAUF INSULATION
Note on A443: KNAUF INSULATION
Note on A444: KNAUF INSULATION
Note on A445: KNAUF INSULATION
Note on A446: KNAUF INSULATION
Note on A447: KNAUF INSULATION
Note on A448: KNAUF INSULATION
Note on A449: KNAUF INSULATION
Note on A450: KNAUF INSULATION
Note on A451: KNAUF INSULATION
Note on A452: KNAUF INSULATION
Note on A453: KNAUF INSULATION
Note on A454: KNAUF INSULATION
Note on A455: KNAUF INSULATION
Note on A456: KNAUF INSULATION
Note on A457: KNAUF INSULATION
Note on A458: KNAUF INSULATION
Note on A459: KNAUF INSULATION
Note on A460: KNAUF INSULATION
Note on A461: KNAUF INSULATION
Note on A462: KNAUF INSULATION
Note on A463: KNAUF INSULATION
Note on A464: KNAUF INSULATION
Note on A465: KNAUF INSULATION
Note on A466: KNAUF INSULATION
Note on A467: KNAUF INSULATION
Note on A468: KNAUF INSULATION
Note on A469: KNAUF INSULATION
Note on A470: KNAUF INSULATION
Note on A471: KNAUF INSULATION
Note on A472: KNAUF INSULATION
Note on A473: KNAUF INSULATION
Note on A474: KNAUF INSULATION
Note on A475: KNAUF INSULATION
Note on A476: KNAUF INSULATION
Note on A477: KNAUF INSULATION
Note on A478: KNAUF INSULATION
Note on A479: KNAUF INSULATION
Note on A480: KNAUF INSULATION
Note on A481: KNAUF INSULATION
Note on A482: KNAUF INSULATION
Note on A483: KNAUF INSULATION
Note on A484: KNAUF INSULATION
Note on A485: KNAUF INSULATION
Note on A486: KNAUF INSULATION
Note on A487: KNAUF INSULATION
Note on A488: KNAUF INSULATION
Note on A489: KNAUF INSULATION
Note on A490: KNAUF INSULATION
Note on A491: KNAUF INSULATION
Note on A492: KNAUF INSULATION
Note on A493: KNAUF INSULATION
Note on A494: KNAUF INSULATION
Note on A495: KNAUF INSULATION
Note on A496: KNAUF INSULATION
Note on A497: KNAUF INSULATION
Note on A498: KNAUF INSULATION
Note on A499: KNAUF INSULATION
Note on A500: KNAUF INSULATION
Note on A501: KNAUF INSULATION
Note on A502: KNAUF INSULATION
Note on A503: KNAUF INSULATION
Note on A504: KNAUF INSULATION
Note on A505: KNAUF INSULATION
Note on A506: KNAUF INSULATION
Note on A507: KNAUF INSULATION
Note on A508: KNAUF INSULATION
Note on A515: FIBERGLAS
Note on A516: FIBERGLAS
Note on A517: FIBERGLAS
Note on A518: FIBERGLAS
Note on A519: FIBERGLAS
Note on A520: FIBERGLAS
Note on A521: FIBERGLAS
Note on A522: FIBERGLAS
Note on A523: FIBERGLAS
Note on A524: FIBERGLAS
Note on A525: FIBERGLAS
Note on A526: FIBERGLAS
Note on A527: FIBERGLAS
Note on A528: FIBERGLAS
Note on A529: FIBERGLAS
Note on A530: FIBERGLAS
Note on A531: FIBERGLAS
Note on A532: FIBERGLAS
Note on A533: FIBERGLAS
Note on A534: FIBERGLAS
Note on A535: FIBERGLAS
Note on A536: FIBERGLAS
Note on A537: FIBERGLAS
Note on A538: FIBERGLAS
Note on A539: FIBERGLAS
Note on A540: FIBERGLAS
Note on A541: FIBERGLAS
Note on A542: FIBERGLAS
Note on A543: FIBERGLAS
Note on A544: FIBERGLAS
Note on A545: FIBERGLAS
Note on A546: FIBERGLAS
Note on A547: FIBERGLAS
Note on A548: FIBERGLAS
Note on A549: FIBERGLAS
Note on A550: FIBERGLAS
Note on A551: FIBERGLAS
Note on A552: FIBERGLAS
Note on A553: FIBERGLAS
Note on A554: FIBERGLAS
Note on A555: FIBERGLAS
Note on A556: FIBERGLAS
Note on A557: FIBERGLAS
Note on A558: FIBERGLAS
Note on A559: FIBERGLAS
Note on A560: FIBERGLAS
Note on A561: FIBERGLAS
Note on A568: ROCKWOOL
Note on A569: ROCKWOOL
Note on A570: ROCKWOOL
Note on A571: ROCKWOOL
Note on A572: ROCKWOOL
Note on A573: ROCKWOOL
Note on A574: ROCKWOOL
Note on A575: ROCKWOOL
Note on A576: ROCKWOOL
Note on A577: ROCKWOOL
Note on A578: ROCKWOOL
Note on A579: ROCKWOOL
Note on A580: ROCKWOOL
Note on A581: ROCKWOOL
Note on A582: ROCKWOOL
Note on A583: ROCKWOOL
Note on A584: ROCKWOOL
Note on A585: ROCKWOOL
Note on A586: ROCKWOOL
Note on A587: ROCKWOOL
Note on A588: ROCKWOOL
Note on A589: ROCKWOOL
Note on A590: ROCKWOOL
Note on A591: ROCKWOOL
Note on A592: ROCKWOOL
Note on A593: ROCKWOOL
Note on A594: ROCKWOOL
Note on A595: ROCKWOOL
Note on A596: ROCKWOOL
Note on A597: ROCKWOOL
Note on A598: ROCKWOOL
Note on A599: ROCKWOOL
Note on A600: ROCKWOOL
Note on A601: ROCKWOOL
Note on A602: ROCKWOOL
Note on A603: ROCKWOOL
Note on A604: ROCKWOOL
Note on A605: ROCKWOOL
Note on A606: ROCKWOOL
Note on A607: ROCKWOOL
Note on A608: ROCKWOOL
Note on A609: ROCKWOOL
Note on A610: ROCKWOOL
Note on A611: ROCKWOOL
Note on A612: ROCKWOOL
Note on A613: ROCKWOOL
Note on A614: ROCKWOOL
Note on A615: ROCKWOOL
Note on A616: ROCKWOOL
Note on A617: ROCKWOOL
Note on A618: ROCKWOOL
Note on A619: ROCKWOOL
Note on A620: ROCKWOOL
Note on A621: ROCKWOOL
Note on A622: ROCKWOOL
Note on A623: ROCKWOOL
Note on A624: ROCKWOOL
Note on A625: ROCKWOOL
Note on A626: ROCKWOOL
Note on A627: ROCKWOOL
Note on A628: ROCKWOOL
Note on A629: ROCKWOOL
Note on A630: ROCKWOOL
Note on A631: ROCKWOOL
Note on A632: ROCKWOOL
Note on A633: ROCKWOOL
Note on A634: ROCKWOOL
Note on A635: ROCKWOOL
Note on A636: ROCKWOOL
Note on A637: ROCKWOOL
Note on A638: ROCKWOOL
Note on A639: ROCKWOOL
Note on A640: ROCKWOOL
Note on A641: ROCKWOOL
Note on A642: ROCKWOOL
Note on A643: ROCKWOOL
Note on A644: ROCKWOOL
Note on A645: ROCKWOOL
Note on A646: ROCKWOOL
Note on A647: ROCKWOOL
Note on A648: ROCKWOOL
Note on A649: ROCKWOOL
Note on A650: ROCKWOOL
Note on A651: ROCKWOOL
Note on A652: ROCKWOOL
Note on A653: ROCKWOOL
Note on A654: ROCKWOOL
Note on A655: ROCKWOOL
Note on A656: ROCKWOOL
Note on A657: ROCKWOOL
Note on A658: ROCKWOOL
Note on A659: ROCKWOOL
Note on A660: ROCKWOOL
Note on A661: ROCKWOOL
Note on A662: ROCKWOOL
Note on A663: ROCKWOOL
Note on A664: ROCKWOOL
Note on A665: ROCKWOOL
Note on A666: ROCKWOOL
Note on A667: ROCKWOOL
Note on A668: ROCKWOOL
Note on A669: ROCKWOOL
Note on A670: ROCKWOOL
Note on A671: ROCKWOOL
Note on A672: ROCKWOOL
Note on A673: ROCKWOOL
Note on A674: ROCKWOOL
Note on A675: ROCKWOOL
Note on A676: ROCKWOOL
Note on A677: ROCKWOOL
Note on A678: ROCKWOOL
Note on A679: ROCKWOOL
Note on A680: ROCKWOOL
Note on A681: ROCKWOOL
Note on A682: ROCKWOOL
Note on A683: ROCKWOOL
Note on A684: ROCKWOOL
Note on A685: ROCKWOOL
Note on A686: ROCKWOOL
Note on A687: ROCKWOOL
Note on A688: ROCKWOOL
Note on A689: ROCKWOOL
Note on A690: ROCKWOOL
Note on A691: ROCKWOOL
Note on A692: ROCKWOOL
Note on A693: ROCKWOOL
Note on A694: ROCKWOOL
Note on A695: ROCKWOOL
Note on A702: THERMAFIBER CURTAIN WALL INSULATION
Note on A703: THERMAFIBER CURTAIN WALL INSULATION
Note on A704: THERMAFIBER CURTAIN WALL INSULATION
Note on A705: THERMAFIBER CURTAIN WALL INSULATION
Note on A706: THERMAFIBER CURTAIN WALL INSULATION
Note on A707: THERMAFIBER CURTAIN WALL INSULATION
Note on A708: THERMAFIBER CURTAIN WALL INSULATION
Note on A709: THERMAFIBER CURTAIN WALL INSULATION
Note on A710: THERMAFIBER CURTAIN WALL INSULATION
Note on A711: THERMAFIBER CURTAIN WALL INSULATION
Note on A712: THERMAFIBER CURTAIN WALL INSULATION
Note on A713: THERMAFIBER CURTAIN WALL INSULATION
Note on A714: THERMAFIBER CURTAIN WALL INSULATION
Note on A715: THERMAFIBER CURTAIN WALL INSULATION
Note on A716: THERMAFIBER CURTAIN WALL INSULATION
Note on A717: THERMAFIBER CURTAIN WALL INSULATION
Note on A718: THERMAFIBER CURTAIN WALL INSULATION
Note on A719: THERMAFIBER CURTAIN WALL INSULATION
Note on A720: THERMAFIBER CURTAIN WALL INSULATION
Note on A721: THERMAFIBER CURTAIN WALL INSULATION
Note on A722: THERMAFIBER CURTAIN WALL INSULATION
Note on A723: THERMAFIBER CURTAIN WALL INSULATION
Note on A724: THERMAFIBER CURTAIN WALL INSULATION
Note on A725: THERMAFIBER CURTAIN WALL INSULATION
Note on A726: THERMAFIBER CURTAIN WALL INSULATION
Note on A727: THERMAFIBER CURTAIN WALL INSULATION
Note on A728: THERMAFIBER CURTAIN WALL INSULATION
Note on A729: THERMAFIBER CURTAIN WALL INSULATION
Note on A730: THERMAFIBER CURTAIN WALL INSULATION
Note on A731: THERMAFIBER CURTAIN WALL INSULATION
Note on A732: THERMAFIBER CURTAIN WALL INSULATION
Note on A733: THERMAFIBER CURTAIN WALL INSULATION
Note on A734: THERMAFIBER CURTAIN WALL INSULATION
Note on A735: THERMAFIBER CURTAIN WALL INSULATION
Note on A736: THERMAFIBER CURTAIN WALL INSULATION
Note on A737: THERMAFIBER CURTAIN WALL INSULATION
Note on A738: THERMAFIBER CURTAIN WALL INSULATION
Note on A739: THERMAFIBER CURTAIN WALL INSULATION
Note on A740: THERMAFIBER CURTAIN WALL INSULATION
Note on A741: THERMAFIBER CURTAIN WALL INSULATION
Note on A742: THERMAFIBER CURTAIN WALL INSULATION
Note on A743: THERMAFIBER CURTAIN WALL INSULATION
Note on A744: THERMAFIBER CURTAIN WALL INSULATION
Note on A745: THERMAFIBER CURTAIN WALL INSULATION
Note on A746: THERMAFIBER CURTAIN WALL INSULATION
Note on A747: THERMAFIBER CURTAIN WALL INSULATION
Note on A748: THERMAFIBER CURTAIN WALL INSULATION
Note on A749: THERMAFIBER CURTAIN WALL INSULATION
Note on A750: THERMAFIBER CURTAIN WALL INSULATION
Note on A751: THERMAFIBER CURTAIN WALL INSULATION
Note on A752: THERMAFIBER CURTAIN WALL INSULATION
Note on A753: THERMAFIBER CURTAIN WALL INSULATION
Note on A754: THERMAFIBER CURTAIN WALL INSULATION
Note on A755: THERMAFIBER CURTAIN WALL INSULATION
Note on A756: THERMAFIBER CURTAIN WALL INSULATION
Note on A757: THERMAFIBER CURTAIN WALL INSULATION
Note on A758: THERMAFIBER CURTAIN WALL INSULATION
Note on A759: THERMAFIBER CURTAIN WALL INSULATION
Note on A760: THERMAFIBER CURTAIN WALL INSULATION
Note on A761: THERMAFIBER CURTAIN WALL INSULATION
Note on A762: THERMAFIBER CURTAIN WALL INSULATION
Note on A763: THERMAFIBER CURTAIN WALL INSULATION
Note on A764: THERMAFIBER CURTAIN WALL INSULATION
Note on A765: THERMAFIBER CURTAIN WALL INSULATION
Note on A766: THERMAFIBER CURTAIN WALL INSULATION
Note on A767: THERMAFIBER CURTAIN WALL INSULATION
Note on A768: THERMAFIBER CURTAIN WALL INSULATION
Note on A769: THERMAFIBER CURTAIN WALL INSULATION
Note on A770: THERMAFIBER CURTAIN WALL INSULATION
Note on A771: THERMAFIBER CURTAIN WALL INSULATION
Note on A772: THERMAFIBER CURTAIN WALL INSULATION
Note on A773: THERMAFIBER CURTAIN WALL INSULATION
Note on A774: THERMAFIBER CURTAIN WALL INSULATION
Note on A775: THERMAFIBER CURTAIN WALL INSULATION
Note on A776: THERMAFIBER CURTAIN WALL INSULATION
Note on A777: THERMAFIBER CURTAIN WALL INSULATION
Note on A778: THERMAFIBER CURTAIN WALL INSULATION
Note on A779: THERMAFIBER CURTAIN WALL INSULATION
Note on A780: THERMAFIBER CURTAIN WALL INSULATION
Note on A781: THERMAFIBER CURTAIN WALL INSULATION
Note on A782: THERMAFIBER CURTAIN WALL INSULATION
Note on A783: THERMAFIBER CURTAIN WALL INSULATION
Note on A784: THERMAFIBER CURTAIN WALL INSULATION
Note on A785: THERMAFIBER CURTAIN WALL INSULATION
Note on A786: THERMAFIBER CURTAIN WALL INSULATION
Note on A787: THERMAFIBER CURTAIN WALL INSULATION
Note on A788: THERMAFIBER CURTAIN WALL INSULATION
Note on A789: THERMAFIBER CURTAIN WALL INSULATION
Note on A790: THERMAFIBER CURTAIN WALL INSULATION
Note on A791: THERMAFIBER CURTAIN WALL INSULATION
Note on A792: THERMAFIBER CURTAIN WALL INSULATION
Note on A793: THERMAFIBER CURTAIN WALL INSULATION
Note on A794: THERMAFIBER CURTAIN WALL INSULATION
Note on A795: THERMAFIBER CURTAIN WALL INSULATION
Note on A796: THERMAFIBER CURTAIN WALL INSULATION
Note on A797: THERMAFIBER CURTAIN WALL INSULATION
Note on A798: THERMAFIBER CURTAIN WALL INSULATION
Note on A799: THERMAFIBER CURTAIN WALL INSULATION
Note on A800: THERMAFIBER CURTAIN WALL INSULATION
Note on A801: THERMAFIBER CURTAIN WALL INSULATION
Note on A802: THERMAFIBER CURTAIN WALL INSULATION
Note on A803: THERMAFIBER CURTAIN WALL INSULATION
Note on A804: THERMAFIBER CURTAIN WALL INSULATION
Note on A805: THERMAFIBER CURTAIN WALL INSULATION
Note on A806: THERMAFIBER CURTAIN WALL INSULATION
Note on A807: THERMAFIBER CURTAIN WALL INSULATION
Note on A808: THERMAFIBER CURTAIN WALL INSULATION
Note on A809: THERMAFIBER CURTAIN WALL INSULATION
Note on A810: THERMAFIBER CURTAIN WALL INSULATION
Note on A811: THERMAFIBER CURTAIN WALL INSULATION
Note on A812: THERMAFIBER CURTAIN WALL INSULATION
Note on A813: THERMAFIBER CURTAIN WALL INSULATION
Note on A814: THERMAFIBER CURTAIN WALL INSULATION
Note on A815: THERMAFIBER CURTAIN WALL INSULATION
Note on A816: THERMAFIBER CURTAIN WALL INSULATION
Note on A817: THERMAFIBER CURTAIN WALL INSULATION
Note on A818: THERMAFIBER CURTAIN WALL INSULATION
Note on A819: THERMAFIBER CURTAIN WALL INSULATION
Note on A820: THERMAFIBER CURTAIN WALL INSULATION
Note on A821: THERMAFIBER CURTAIN WALL INSULATION
Note on A822: THERMAFIBER CURTAIN WALL INSULATION
Note on A823: THERMAFIBER CURTAIN WALL INSULATION
Note on A824: THERMAFIBER CURTAIN WALL INSULATION
Note on A825: THERMAFIBER CURTAIN WALL INSULATION
Note on A826: THERMAFIBER CURTAIN WALL INSULATION
Note on A827: THERMAFIBER CURTAIN WALL INSULATION
Note on A828: THERMAFIBER CURTAIN WALL INSULATION
Note on A829: THERMAFIBER CURTAIN WALL INSULATION
Note on A830: THERMAFIBER CURTAIN WALL INSULATION
Note on A831: THERMAFIBER CURTAIN WALL INSULATION
Note on A832: THERMAFIBER CURTAIN WALL INSULATION
Note on A833: THERMAFIBER CURTAIN WALL INSULATION
Note on A834: THERMAFIBER CURTAIN WALL INSULATION
Note on A835: THERMAFIBER CURTAIN WALL INSULATION
Note on A836: THERMAFIBER CURTAIN WALL INSULATION
Note on A837: THERMAFIBER CURTAIN WALL INSULATION
Note on A838: THERMAFIBER CURTAIN WALL INSULATION
Note on A839: THERMAFIBER CURTAIN WALL INSULATION
Note on A840: THERMAFIBER CURTAIN WALL INSULATION
Note on A841: THERMAFIBER CURTAIN WALL INSULATION
Note on A842: THERMAFIBER CURTAIN WALL INSULATION
Note on A843: THERMAFIBER CURTAIN WALL INSULATION
Note on A844: THERMAFIBER CURTAIN WALL INSULATION
Note on A845: THERMAFIBER CURTAIN WALL INSULATION
Note on A846: THERMAFIBER CURTAIN WALL INSULATION
Note on A847: THERMAFIBER CURTAIN WALL INSULATION
Note on A848: THERMAFIBER CURTAIN WALL INSULATION
Note on A849: THERMAFIBER CURTAIN WALL INSULATION
Note on A850: THERMAFIBER CURTAIN WALL INSULATION
Note on A851: THERMAFIBER CURTAIN WALL INSULATION
Note on A852: THERMAFIBER CURTAIN WALL INSULATION
Note on A853: THERMAFIBER CURTAIN WALL INSULATION
Note on A854: THERMAFIBER CURTAIN WALL INSULATION
Note on A855: THERMAFIBER CURTAIN WALL INSULATION
Note on A856: THERMAFIBER CURTAIN WALL INSULATION
Note on A857: THERMAFIBER CURTAIN WALL INSULATION
Note on A858: THERMAFIBER CURTAIN WALL INSULATION
Note on A859: THERMAFIBER CURTAIN WALL INSULATION
Note on A860: THERMAFIBER CURTAIN WALL INSULATION
Note on A861: THERMAFIBER CURTAIN WALL INSULATION
Note on A862: THERMAFIBER CURTAIN WALL INSULATION
Note on A863: THERMAFIBER CURTAIN WALL INSULATION
Note on A864: THERMAFIBER CURTAIN WALL INSULATION
Note on A865: THERMAFIBER CURTAIN WALL INSULATION
Note on A866: THERMAFIBER CURTAIN WALL INSULATION
Note on A867: THERMAFIBER CURTAIN WALL INSULATION
Note on A868: THERMAFIBER CURTAIN WALL INSULATION
Note on A869: THERMAFIBER CURTAIN WALL INSULATION
Note on A870: THERMAFIBER CURTAIN WALL INSULATION
Note on A871: THERMAFIBER CURTAIN WALL INSULATION
Note on A872: THERMAFIBER CURTAIN WALL INSULATION
Note on A873: THERMAFIBER CURTAIN WALL INSULATION
Note on A874: THERMAFIBER CURTAIN WALL INSULATION
Note on A875: THERMAFIBER CURTAIN WALL INSULATION
Note on A876: THERMAFIBER CURTAIN WALL INSULATION
Note on A877: THERMAFIBER CURTAIN WALL INSULATION
Note on A878: THERMAFIBER CURTAIN WALL INSULATION
Note on A879: THERMAFIBER CURTAIN WALL INSULATION
Note on A880: THERMAFIBER CURTAIN WALL INSULATION
Note on A881: THERMAFIBER CURTAIN WALL INSULATION
Note on A882: THERMAFIBER CURTAIN WALL INSULATION
Note on A883: THERMAFIBER CURTAIN WALL INSULATION
Note on A884: THERMAFIBER CURTAIN WALL INSULATION
Note on A885: THERMAFIBER CURTAIN WALL INSULATION
Note on A886: THERMAFIBER CURTAIN WALL INSULATION
Note on A887: THERMAFIBER CURTAIN WALL INSULATION
Note on A888: THERMAFIBER CURTAIN WALL INSULATION
Note on A889: THERMAFIBER CURTAIN WALL INSULATION
Note on A890: THERMAFIBER CURTAIN WALL INSULATION
Note on A891: THERMAFIBER CURTAIN WALL INSULATION
Note on A892: THERMAFIBER CURTAIN WALL INSULATION
Note on A893: THERMAFIBER CURTAIN WALL INSULATION
Note on A894: THERMAFIBER CURTAIN WALL INSULATION
Note on A895: THERMAFIBER CURTAIN WALL INSULATION
Note on A896: THERMAFIBER CURTAIN WALL INSULATION
Note on A897: THERMAFIBER CURTAIN WALL INSULATION
Note on A898: THERMAFIBER CURTAIN WALL INSULATION
Note on A899: THERMAFIBER CURTAIN WALL INSULATION
Note on A900: THERMAFIBER CURTAIN WALL INSULATION
Note on A901: THERMAFIBER CURTAIN WALL INSULATION
Note on A902: THERMAFIBER CURTAIN WALL INSULATION
Note on A903: THERMAFIBER CURTAIN WALL INSULATION
Note on A904: THERMAFIBER CURTAIN WALL INSULATION
Note on A905: THERMAFIBER CURTAIN WALL INSULATION
Note on A906: THERMAFIBER CURTAIN WALL INSULATION
Note on A907: THERMAFIBER CURTAIN WALL INSULATION
Note on A908: THERMAFIBER CURTAIN WALL INSULATION
Note on A909: THERMAFIBER CURTAIN WALL INSULATION
Note on A910: THERMAFIBER CURTAIN WALL INSULATION
Note on A911: THERMAFIBER CURTAIN WALL INSULATION
Note on A912: THERMAFIBER CURTAIN WALL INSULATION
Note on A913: THERMAFIBER CURTAIN WALL INSULATION
Note on A914: THERMAFIBER CURTAIN WALL INSULATION
Note on A915: THERMAFIBER CURTAIN WALL INSULATION
Note on A916: THERMAFIBER CURTAIN WALL INSULATION
Note on A917: THERMAFIBER CURTAIN WALL INSULATION
Note on A918: THERMAFIBER CURTAIN WALL INSULATION
Note on A919: THERMAFIBER CURTAIN WALL INSULATION
Note on A920: THERMAFIBER CURTAIN WALL INSULATION
Note on A921: THERMAFIBER CURTAIN WALL INSULATION
Note on A922: THERMAFIBER CURTAIN WALL INSULATION
Note on A923: THERMAFIBER CURTAIN WALL INSULATION
Note on A924: THERMAFIBER CURTAIN WALL INSULATION
Note on A925: THERMAFIBER CURTAIN WALL INSULATION
Note on A926: THERMAFIBER CURTAIN WALL INSULATION
Note on A927: THERMAFIBER CURTAIN WALL INSULATION
Note on A928: THERMAFIBER CURTAIN WALL INSULATION
Note on A929: THERMAFIBER CURTAIN WALL INSULATION
Note on A930: THERMAFIBER CURTAIN WALL INSULATION
Note on A938: ISOGARD CG ISO (TAPERED)
Note on A939: ISOGARD CG ISO (TAPERED)
Note on A940: ISOGARD CG ISO (TAPERED)
Note on A941: ISOGARD CG ISO (TAPERED)
Note on A942: ISOGARD CG ISO (TAPERED)
Note on A943: ISOGARD CG ISO (TAPERED)
Note on A944: ISOGARD CG ISO (TAPERED)
Note on A945: ISOGARD CG ISO (TAPERED)
Note on A946: ISOGARD CG ISO (TAPERED)
Note on A947: ISO 95+ GL (TAPERED)
Note on A948: ISO 95+ GL (TAPERED)
Note on A949: ISO 95+ GL (TAPERED)
Note on A950: ISO 95+ GL (TAPERED)
Note on A951: ISO 95+ GL (TAPERED)
Note on A952: ISO 95+ GL (TAPERED)
Note on A953: ISO 95+ GL (TAPERED)
Note on A954: ISO 95+ GL (TAPERED)
Note on A955: ISO 95+ GL (TAPERED)
Note on A956: ISOGARD CG
Note on A957: ISOGARD CG
Note on A958: ISOGARD CG
Note on A959: ISOGARD CG
Note on A960: ISOGARD CG
Note on A961: ISOGARD CG
Note on A962: ISOGARD CG
Note on A963: ISOGARD CG
Note on A964: ISOGARD CG
Note on A965: ISOGARD CG
Note on A966: ISOGARD CG
Note on A967: ISOGARD CG
Note on A968: ISOGARD CG
Note on A969: ISOGARD GL (TAPERED)
Note on A970: ISOGARD GL (TAPERED)
Note on A971: ISOGARD GL (TAPERED)
Note on A972: ISOGARD GL (TAPERED)
Note on A973: ISOGARD GL (TAPERED)
Note on A974: ISOGARD GL (TAPERED)
Note on A975: ISOGARD GL (TAPERED)
Note on A976: ISOGARD GL (TAPERED)
Note on A977: ISOGARD GL (TAPERED)
Note on A978: HAILGARD
Note on A979: HAILGARD
Note on A980: HAILGARD
Note on A981: HAILGARD
Note on A982: HAILGARD
Note on A983: ISOGARD HD COMPOSITE
Note on A984: ISOGARD HD COMPOSITE
Note on A985: ISOGARD HD COMPOSITE
Note on A986: ISOGARD HD COMPOSITE
Note on A987: ISOGARD HD COMPOSITE
Note on A988: ISOGARD HD COMPOSITE
Note on A989: ISOGARD HD
Note on A990: ISO 95+ GL
Note on A991: ISO 95+ GL
Note on A992: ISO 95+ GL
Note on A993: ISO 95+ GL
Note on A994: ISO 95+ GL
Note on A995: ISO 95+ GL
Note on A996: ISO 95+ GL
Note on A997: ISO 95+ GL
Note on A998: ISO 95+ GL
Note on A999: ISO 95+ GL
Note on A1000: ISO 95+ GL
Note on A1001: ISO 95+ GL
Note on A1002: ISO 95+ GL
Note on A1003: ISO 95+ GL
Note on A1004: RESISTA
Note on A1005: RESISTA
Note on A1006: RESISTA
Note on A1007: RESISTA
Note on A1008: RESISTA
Note on A1009: RESISTA
Note on A1010: RESISTA
Note on A1011: RESISTA
Note on A1012: RESISTA
Note on A1013: RESISTA
Note on A1014: RESISTA
Note on A1015: RESISTA
Note on A1016: RESISTA
Note on A1017: RESISTA
Note on A1018: RESISTA (TAPERED)
Note on A1019: RESISTA (TAPERED)
Note on A1020: RESISTA (TAPERED)
Note on A1021: RESISTA (TAPERED)
Note on A1022: RESISTA (TAPERED)
Note on A1023: RESISTA (TAPERED)
Note on A1024: RESISTA (TAPERED)
Note on A1025: RESISTA (TAPERED)
Note on A1026: RESISTA (TAPERED)
Note on A1027: GENFLEX CG ISO
Note on A1028: GENFLEX CG ISO
Note on A1029: GENFLEX CG ISO
Note on A1030: GENFLEX CG ISO
Note on A1031: GENFLEX CG ISO
Note on A1032: GENFLEX CG ISO
Note on A1033: GENFLEX CG ISO
Note on A1034: GENFLEX CG ISO
Note on A1035: GENFLEX CG ISO
Note on A1036: GENFLEX CG ISO
Note on A1037: GENFLEX CG ISO
Note on A1038: GENFLEX CG ISO
Note on A1039: GENFLEX CG ISO
Note on A1040: GENFLEX GL ISO
Note on A1041: GENFLEX GL ISO
Note on A1042: GENFLEX GL ISO
Note on A1043: GENFLEX GL ISO
Note on A1044: GENFLEX GL ISO
Note on A1045: GENFLEX GL ISO
Note on A1046: GENFLEX GL ISO
Note on A1047: GENFLEX GL ISO
Note on A1048: GENFLEX GL ISO
Note on A1049: GENFLEX GL ISO
Note on A1050: GENFLEX GL ISO
Note on A1051: GENFLEX GL ISO
Note on A1052: GENFLEX GL ISO
Note on A1053: GENFLEX HD COMPOSITE ISO
Note on A1054: GENFLEX HD COMPOSITE ISO
Note on A1055: GENFLEX HD COMPOSITE ISO
Note on A1056: GENFLEX HD COMPOSITE ISO
Note on A1057: GENFLEX HD COMPOSITE ISO
Note on A1058: GENFLEX HD COMPOSITE ISO
Note on A1059: GENFLEX GL ISO (TAPERED)
Note on A1060: GENFLEX GL ISO (TAPERED)
Note on A1061: GENFLEX GL ISO (TAPERED)
Note on A1062: GENFLEX GL ISO (TAPERED)
Note on A1063: GENFLEX GL ISO (TAPERED)
Note on A1064: GENFLEX GL ISO (TAPERED)
Note on A1065: GENFLEX GL ISO (TAPERED)
Note on A1066: GENFLEX GL ISO (TAPERED)
Note on A1067: GENFLEX GL ISO (TAPERED)
Note on A1068: GENFLEX NB ISO
Note on A1069: GENFLEX NB ISO
Note on A1070: GENFLEX NB ISO
Note on A1071: GENFLEX NB ISO
Note on A1072: GENFLEX NB ISO
Note on A1073: GENFLEX NB ISO
Note on A1074: COATED GLASS FACER (TAPERED)
Note on A1075: COATED GLASS FACER (TAPERED)
Note on A1076: COATED GLASS FACER (TAPERED)
Note on A1077: COATED GLASS FACER (TAPERED)
Note on A1078: COATED GLASS FACER (TAPERED)
Note on A1079: COATED GLASS FACER (TAPERED)
Note on A1080: COATED GLASS FACER (TAPERED)
Note on A1081: COATED GLASS FACER (TAPERED)
Note on A1082: COATED GLASS FACER (TAPERED)
Note on A1083: COATED GLASS FACER (FLAT)
Note on A1084: COATED GLASS FACER (FLAT)
Note on A1085: COATED GLASS FACER (FLAT)
Note on A1086: COATED GLASS FACER (FLAT)
Note on A1087: COATED GLASS FACER (FLAT)
Note on A1088: COATED GLASS FACER (FLAT)
Note on A1089: COATED GLASS FACER (FLAT)
Note on A1090: COATED GLASS FACER (FLAT)
Note on A1091: COATED GLASS FACER (FLAT)
Note on A1092: COATED GLASS FACER (FLAT)
Note on A1093: COATED GLASS FACER (FLAT)
Note on A1094: COATED GLASS FACER (FLAT)
Note on A1095: COATED GLASS FACER (FLAT)
Note on A1096: GENFLEX HD ISO
Note on A1097: GENFLEX ISO
Note on A1098: GENFLEX ISO
Note on A1099: GENFLEX ISO
Note on A1100: GENFLEX ISO
Note on A1101: GENFLEX ISO
Note on A1102: GENFLEX ISO
Note on A1103: GENFLEX ISO
Note on A1104: GENFLEX ISO
Note on A1105: GENFLEX ISO
Note on A1106: GENFLEX ISO
Note on A1107: GENFLEX ISO
Note on A1108: GENFLEX ISO
Note on A1109: GENFLEX ISO
Note on A1110: TAPERED GENFLEX ISO
Note on A1111: TAPERED GENFLEX ISO
Note on A1112: TAPERED GENFLEX ISO
Note on A1113: TAPERED GENFLEX ISO
Note on A1114: TAPERED GENFLEX ISO
Note on A1115: TAPERED GENFLEX ISO
Note on A1116: TAPERED GENFLEX ISO
Note on A1117: TAPERED GENFLEX ISO
Note on A1118: TAPERED GENFLEX ISO
Note on A1119: ISOGARD GL
Note on A1120: ISOGARD GL
Note on A1121: ISOGARD GL
Note on A1122: ISOGARD GL
Note on A1123: ISOGARD GL
Note on A1124: ISOGARD GL
Note on A1125: ISOGARD GL
Note on A1126: ISOGARD GL
Note on A1127: ISOGARD GL
Note on A1128: ISOGARD GL
Note on A1129: ISOGARD GL
Note on A1130: ISOGARD GL
Note on A1131: ISOGARD GL
Note on A1132: ISOGARD GL
Note on A1133: ISOGARD HG
Note on A1134: ISOGARD HG
Note on A1135: ISOGARD HG
Note on A1136: ISOGARD HG
Note on A1137: ISOGARD HG
Note on A1138: ISOGARD HG
Note on A1139: GENFLEX CG ISO (TAPERED)
Note on A1140: GENFLEX CG ISO (TAPERED)
Note on A1141: GENFLEX CG ISO (TAPERED)
Note on A1142: GENFLEX CG ISO (TAPERED)
Note on A1143: GENFLEX CG ISO (TAPERED)
Note on A1144: GENFLEX CG ISO (TAPERED)
Note on A1145: GENFLEX CG ISO (TAPERED)
Note on A1146: GENFLEX CG ISO (TAPERED)
Note on A1147: GENFLEX CG ISO (TAPERED)
Note on A1161: ATLAS ROOFING CORP.
Note on A1162: ATLAS ROOFING CORP.
Note on A1163: ATLAS ROOFING CORP.
Note on A1164: ATLAS ROOFING CORP.
Note on A1165: ATLAS ROOFING CORP.
Note on A1166: ATLAS ROOFING CORP.
Note on A1167: ATLAS ROOFING CORP.
Note on A1168: ATLAS ROOFING CORP.
Note on A1169: ATLAS ROOFING CORP.
Note on A1170: ATLAS ROOFING CORP.
Note on A1171: ATLAS ROOFING CORP.
Note on A1172: ATLAS ROOFING CORP.
Note on A1173: ATLAS ROOFING CORP.
Note on A1174: ATLAS ROOFING CORP.
Note on A1175: ATLAS ROOFING CORP.
Note on A1176: ATLAS ROOFING CORP.
Note on A1177: ATLAS ROOFING CORP.
Note on A1178: ATLAS ROOFING CORP.
Note on A1179: ATLAS ROOFING CORP.
Note on A1180: ATLAS ROOFING CORP.
Note on A1181: ATLAS ROOFING CORP.
Note on A1182: ATLAS ROOFING CORP.
Note on A1183: ATLAS ROOFING CORP.
Note on A1184: ATLAS ROOFING CORP.
Note on A1185: ATLAS ROOFING CORP.
Note on A1186: ATLAS ROOFING CORP.
Note on A1187: ATLAS ROOFING CORP.
Note on A1188: ATLAS ROOFING CORP.
Note on A1189: ATLAS ROOFING CORP.
Note on A1190: ATLAS ROOFING CORP.
Note on A1191: ATLAS ROOFING CORP.
Note on A1192: ATLAS ROOFING CORP.
Note on A1193: ATLAS ROOFING CORP.
Note on A1194: ATLAS ROOFING CORP.
Note on A1195: ATLAS ROOFING CORP.
Note on A1196: ATLAS ROOFING CORP.
Note on A1197: ATLAS ROOFING CORP.
Note on A1198: ATLAS ROOFING CORP.
Note on A1199: ATLAS ROOFING CORP.
Note on A1200: ATLAS ROOFING CORP.
Note on A1201: ATLAS ROOFING CORP.
Note on A1202: ATLAS ROOFING CORP.
Note on A1203: ATLAS ROOFING CORP.
Note on A1204: ATLAS ROOFING CORP.
Note on A1205: ATLAS ROOFING CORP.
Note on A1206: ATLAS ROOFING CORP.
Note on A1207: ATLAS ROOFING CORP.
Note on A1208: ATLAS ROOFING CORP.
Note on A1209: ATLAS ROOFING CORP.
Note on A1210: ATLAS ROOFING CORP.
Note on A1211: ATLAS ROOFING CORP.
Note on A1212: ATLAS ROOFING CORP.
Note on A1213: ATLAS ROOFING CORP.
Note on A1214: ATLAS ROOFING CORP.
Note on A1215: ATLAS ROOFING CORP.
Note on A1216: ATLAS ROOFING CORP.
Note on A1217: ATLAS ROOFING CORP.
Note on A1218: ATLAS ROOFING CORP.
Note on A1219: ATLAS ROOFING CORP.
Note on A1220: ATLAS ROOFING CORP.
Note on A1221: ATLAS ROOFING CORP.
Note on A1222: ATLAS ROOFING CORP.
Note on A1231: R2+ Base
Note on A1232: R2+ Base
Note on A1233: R2+ Base
Note on A1234: R2+ Base
Note on A1235: R2+ Base
Note on A1236: R2+ SHEATHE
Note on A1237: R2+ SHEATHE
Note on A1238: R2+ SHEATHE
Note on A1239: R2+ SHEATHE
Note on A1240: R2+ SHEATHE
Note on A1241: R2+ SHEATHE
Note on A1242: R2+ MATTE
Note on A1243: R2+ MATTE
Note on A1244: R2+ MATTE
Note on A1245: R2+ MATTE
Note on A1246: R2+ MATTE
Note on A1247: R2+ MATTE
Note on A1248: R2+ MATTE
Note on A1249: R2+ SILVER
Note on A1250: R2+ SILVER
Note on A1251: R2+ SILVER
Note on A1252: R2+ SILVER
Note on A1253: R2+ SILVER
Note on A1254: R2+ SILVER
Note on A1266: SECURSHIELD CD
Note on A1267: SECURSHIELD
Note on A1268: SECURSHIELD
Note on A1269: SECURSHIELD
Note on A1270: SECURSHIELD
Note on A1271: SECURSHIELD
Note on A1272: SECURSHIELD
Note on A1273: SECURSHIELD
Note on A1274: HP-F POLYISO
Note on A1275: HP-F POLYISO
Note on A1276: HP-F POLYISO
Note on A1277: HP-F POLYISO
Note on A1278: HP-F POLYISO
Note on A1279: HP-F POLYISO
Note on A1280: HP-F POLYISO
Note on A1281: SECURSHIELD HD COMPOSITE
Note on A1282: SECURSHIELD HD COMPOSITE
Note on A1283: SECURSHIELD HD COMPOSITE
Note on A1284: SECURSHIELD HD COMPOSITE
Note on A1285: SECURSHIELD HD
Note on A1286: HP-NB POLYISO
Note on A1287: HP-NB POLYISO
Note on A1288: HP-NB POLYISO
Note on A1289: HP-NB POLYISO
Note on A1290: HP-H POLYISO
Note on A1291: HP-H POLYISO
Note on A1292: HP-H POLYISO
Note on A1293: HP-H POLYISO
Note on A1294: HP-H POLYISO
Note on A1295: HP-H POLYISO
Note on A1296: HP-H POLYISO
Note on A1297: HP-H POLYISO
Note on A1298: HP-WF POLYISO
Note on A1299: HP-WF POLYISO
Note on A1300: HP-WF POLYISO
Note on A1301: HP-WF POLYISO
Note on A1302: HP-WF POLYISO
Note on A1303: HP-WF POLYISO
Note on A1314: ISOCAST R
Note on A1315: ISOCAST R
Note on A1316: ISOCAST R
Note on A1317: THERMAX BASIC NH
Note on A1318: THERMAX BASIC NH
Note on A1319: THERMAX BASIC NH
Note on A1320: THERMAX BASIC NH
Note on A1321: THERMAX BASIC NH
Note on A1322: THERMAX BASIC NH
Note on A1323: THERMAX BASIC NH
Note on A1324: THERMAX BASIC NH
Note on A1325: THERMAX BASIC NH
Note on A1326: THERMAX BASIC NH
Note on A1327: THERMAX BASIC NH
Note on A1328: THERMAX HDUTY HD NH
Note on A1329: THERMAX HDUTY HD NH
Note on A1330: THERMAX HDUTY HD NH
Note on A1331: THERMAX HDUTY HD NH
Note on A1332: THERMAX HDUTY HD NH
Note on A1333: THERMAX HDUTY HD NH
Note on A1334: THERMAX HDUTY HD NH
Note on A1335: THERMAX HDUTY HD NH
Note on A1336: THERMAX HDUTY HD NH
Note on A1337: THERMAX HDUTY HD NH
Note on A1338: THERMAX LDUTY LD NH
Note on A1339: THERMAX LDUTY LD NH
Note on A1340: THERMAX LDUTY LD NH
Note on A1341: THERMAX LDUTY LD NH
Note on A1342: THERMAX LDUTY LD NH
Note on A1343: THERMAX LDUTY LD NH
Note on A1344: THERMAX LDUTY LD NH
Note on A1345: THERMAX LDUTY LD NH
Note on A1346: THERMAX LDUTY LD NH
Note on A1347: THERMAX LDUTY LD NH
Note on A1348: THERMAX LDUTY LD NH
Note on A1349: THERMAX LDUTY LD NH
Note on A1350: THERMAX LDUTY LD NH
Note on A1351: THERMAX MTL BLDG NH
Note on A1352: THERMAX MTL BLDG NH
Note on A1353: THERMAX MTL BLDG NH
Note on A1354: THERMAX MTL BLDG NH
Note on A1355: THERMAX MTL BLDG NH
Note on A1356: THERMAX MTL BLDG NH
Note on A1357: THERMAX MTL BLDG NH
Note on A1358: THERMAX MTL BLDG NH
Note on A1359: THERMAX MTL BLDG NH
Note on A1360: THERMAX MTL BLDG NH
Note on A1361: THERMAX MTL BLDG NH
Note on A1362: THERMAX MTL BLDG NH
Note on A1363: THERMAX WHITE FACE NH
Note on A1364: THERMAX WHITE FACE NH
Note on A1365: THERMAX WHITE FACE NH
Note on A1366: THERMAX WHITE FACE NH
Note on A1367: THERMAX WHITE FACE NH
Note on A1368: THERMAX WHITE FACE NH
Note on A1369: THERMAX WHITE FACE NH
Note on A1370: THERMAX WHITE FACE NH
Note on A1371: THERMAX WHITE FACE NH
Note on A1372: THERMAX WHITE FACE NH
Note on A1373: THERMAX WHITE FACE NH
Note on A1374: THERMAX WHITE FACE NH
Note on A1375: SUPER TUFF-R
Note on A1376: SUPER TUFF-R
Note on A1377: SUPER TUFF-R
Note on A1378: SUPER TUFF-R
Note on A1379: SUPER TUFF-R
Note on A1380: SUPER TUFF-R
Note on A1381: TUFF-R
Note on A1382: TUFF-R
Note on A1383: TUFF-R
Note on A1384: TUFF-R
Note on A1385: TUFF-R
Note on A1386: TUFF-R
Note on A1387: THERMAX HEAVY DUTY
Note on A1388: THERMAX HEAVY DUTY
Note on A1389: THERMAX HEAVY DUTY
Note on A1390: THERMAX HEAVY DUTY
Note on A1391: THERMAX HEAVY DUTY
Note on A1392: THERMAX HEAVY DUTY
Note on A1393: THERMAX HEAVY DUTY
Note on A1394: THERMAX HEAVY DUTY
Note on A1395: THERMAX HEAVY DUTY
Note on A1396: THERMAX HEAVY DUTY
Note on A1397: THERMAX HEAVY DUTY
Note on A1398: THERMAX HEAVY DUTY
Note on A1399: THERMAX HEAVY DUTY
Note on A1400: THERMAX HEAVY DUTY
Note on A1401: THERMAX HEAVY DUTY
Note on A1402: THERMAX LIGHT DUTY
Note on A1403: THERMAX LIGHT DUTY
Note on A1404: THERMAX LIGHT DUTY
Note on A1405: THERMAX LIGHT DUTY
Note on A1406: THERMAX LIGHT DUTY
Note on A1407: THERMAX LIGHT DUTY
Note on A1408: THERMAX LIGHT DUTY
Note on A1409: THERMAX LIGHT DUTY
Note on A1410: THERMAX LIGHT DUTY
Note on A1411: THERMAX LIGHT DUTY
Note on A1412: THERMAX LIGHT DUTY
Note on A1413: THERMAX LIGHT DUTY
Note on A1414: THERMAX LIGHT DUTY
Note on A1415: THERMAX LIGHT DUTY
Note on A1416: THERMAX LIGHT DUTY
Note on A1417: THERMAX LIGHT DUTY
Note on A1418: THERMAX LIGHT DUTY
Note on A1419: THERMAX LIGHT DUTY
Note on A1420: THERMAX METAL BLDG
Note on A1421: THERMAX METAL BLDG
Note on A1422: THERMAX METAL BLDG
Note on A1423: THERMAX METAL BLDG
Note on A1424: THERMAX METAL BLDG
Note on A1425: THERMAX METAL BLDG
Note on A1426: THERMAX METAL BLDG
Note on A1427: THERMAX METAL BLDG
Note on A1428: THERMAX METAL BLDG
Note on A1429: THERMAX METAL BLDG
Note on A1430: THERMAX METAL BLDG
Note on A1431: THERMAX METAL BLDG
Note on A1432: THERMAX METAL BLDG
Note on A1433: THERMAX METAL BLDG
Note on A1434: THERMAX METAL BLDG
Note on A1435: THERMAX METAL BLDG
Note on A1436: THERMAX METAL BLDG
Note on A1437: THERMAX SHEATH
Note on A1438: THERMAX SHEATH
Note on A1439: THERMAX SHEATH
Note on A1440: THERMAX SHEATH
Note on A1441: THERMAX SHEATH
Note on A1442: THERMAX SHEATH
Note on A1443: THERMAX SHEATH
Note on A1444: THERMAX SHEATH
Note on A1445: THERMAX SHEATH
Note on A1446: THERMAX SHEATH
Note on A1447: THERMAX SHEATH
Note on A1448: THERMAX SHEATH
Note on A1449: THERMAX SHEATH
Note on A1450: THERMAX SHEATH
Note on A1451: THERMAX SHEATH
Note on A1452: THERMAX SHEATH
Note on A1453: THERMAX SHEATH
Note on A1454: THERMAX SHEATH
Note on A1455: THERMAX SHEATH
Note on A1456: THERMAX SHEATH
Note on A1457: THERMAX SHEATH
Note on A1458: THERMAX SHEATH
Note on A1459: THERMAX SHEATH
Note on A1460: THERMAX SHEATH
Note on A1461: THERMAX SHEATH
Note on A1462: THERMAX SHEATH
Note on A1463: THERMAX SHEATH
Note on A1464: THERMAX SHEATH
Note on A1465: THERMAX SHEATH
Note on A1466: THERMAX SHEATH
Note on A1467: THERMAX SHEATH
Note on A1468: THERMAX SHEATH
Note on A1469: THERMAX SHEATH
Note on A1470: THERMAX SHEATH
Note on A1471: THERMAX SHEATH
Note on A1472: THERMAX SHEATH
Note on A1473: THERMAX SHEATH
Note on A1474: THERMAX SHEATH
Note on A1475: THERMAX SHEATH
Note on A1476: THERMAX SHEATH
Note on A1477: THERMAX SHEATH
Note on A1478: THERMAX SHEATH
Note on A1479: THERMAX SHEATH
Note on A1480: THERMAX SHEATH
Note on A1481: THERMAX SHEATH
Note on A1482: THERMAX SHEATH
Note on A1483: THERMAX SHEATH
Note on A1484: THERMAX SHEATH
Note on A1485: THERMAX SHEATH
Note on A1486: THERMAX SHEATH
Note on A1487: THERMAX SHEATH
Note on A1488: THERMAX SHEATH
Note on A1489: THERMAX SHEATH
Note on A1490: THERMAX SHEATH
Note on A1491: THERMAX SHEATH
Note on A1492: THERMAX SHEATH
Note on A1493: THERMAX SHEATH
Note on A1494: THERMAX WHITE FACE
Note on A1495: THERMAX WHITE FACE
Note on A1496: THERMAX WHITE FACE
Note on A1497: THERMAX WHITE FACE
Note on A1498: THERMAX WHITE FACE
Note on A1499: THERMAX WHITE FACE
Note on A1500: THERMAX WHITE FACE
Note on A1501: THERMAX WHITE FACE
Note on A1502: THERMAX WHITE FACE
Note on A1503: THERMAX WHITE FACE
Note on A1504: THERMAX WHITE FACE
Note on A1505: THERMAX WHITE FACE
Note on A1506: THERMAX WHITE FACE
Note on A1507: THERMAX WHITE FACE
Note on A1508: THERMAX WHITE FACE
Note on A1509: THERMAX WHITE FACE
Note on A1520: ENERGYGUARD
Note on A1521: ENERGYGUARD
Note on A1522: ENERGYGUARD
Note on A1523: ENERGYGUARD
Note on A1524: ENERGYGUARD
Note on A1525: ENERGYGUARD
Note on A1526: ENERGYGUARD
Note on A1527: ENERGYGUARD
Note on A1528: ENERGYGUARD
Note on A1529: ENERGYGUARD
Note on A1530: ENERGYGUARD
Note on A1531: ENERGYGUARD
Note on A1532: ENERGYGUARD
Note on A1533: ENERGYGUARD
Note on A1534: ENERGYGUARD
Note on A1535: ENERGYGUARD
Note on A1536: ENERGYGUARD
Note on A1537: ENERGYGUARD
Note on A1538: ENERGYGUARD
Note on A1539: ENERGYGUARD
Note on A1540: ENERGYGUARD
Note on A1541: ENERGYGUARD
Note on A1542: ENERGYGUARD
Note on A1543: ENERGYGUARD
Note on A1544: ENERGYGUARD
Note on A1545: ENERGYGUARD
Note on A1546: ENERGYGUARD
Note on A1547: ENERGYGUARD
Note on A1548: ENERGYGUARD
Note on A1549: ENERGYGUARD
Note on A1550: ENERGYGUARD
Note on A1551: ENERGYGUARD
Note on A1552: ENERGYGUARD
Note on A1553: ENERGYGUARD
Note on A1554: ENERGYGUARD
Note on A1555: ENERGYGUARD
Note on A1556: ENERGYGUARD
Note on A1557: ENERGYGUARD
Note on A1558: ENERGYGUARD
Note on A1559: ENERGYGUARD
Note on A1560: ENERGYGUARD
Note on A1561: ENERGYGUARD HD
Note on A1562: ENERGYGUARD HD
Note on A1563: ENERGYGUARD HD PLUS
Note on A1564: ENERGYGUARD HD PLUS
Note on A1565: ENERGYGUARD ULTRA
Note on A1566: ENERGYGUARD ULTRA
Note on A1567: ENERGYGUARD ULTRA
Note on A1568: ENERGYGUARD ULTRA
Note on A1569: ENERGYGUARD ULTRA
Note on A1570: ENERGYGUARD ULTRA
Note on A1571: ENERGYGUARD ULTRA
Note on A1572: ENERGYGUARD ULTRA
Note on A1573: ENERGYGUARD ULTRA
Note on A1582: COOL-VENT
Note on A1583: COOL-VENT
Note on A1584: COOL-VENT
Note on A1585: COOL-VENT
Note on A1586: COOL-VENT
Note on A1587: COOL-VENT
Note on A1588: COOL-VENT
Note on A1589: H-SHIELD
Note on A1590: H-SHIELD
Note on A1591: H-SHIELD
Note on A1592: H-SHIELD
Note on A1593: H-SHIELD
Note on A1594: H-SHIELD
Note on A1595: H-SHIELD
Note on A1596: H-SHIELD
Note on A1597: H-SHIELD-CG
Note on A1598: H-SHIELD-CG
Note on A1599: H-SHIELD-CG
Note on A1600: H-SHIELD-CG
Note on A1601: H-SHIELD-CG
Note on A1602: H-SHIELD-CG
Note on A1603: H-SHIELD-F
Note on A1604: H-SHIELD-F
Note on A1605: H-SHIELD-F
Note on A1606: H-SHIELD-F
Note on A1607: H-SHIELD-F
Note on A1608: H-SHIELD HD
Note on A1609: H-SHIELD HD COMPOSITE
Note on A1610: H-SHIELD HD COMPOSITE
Note on A1611: H-SHIELD HD-MA
Note on A1612: H-SHIELD-NB
Note on A1613: H-SHIELD-NB
Note on A1614: H-SHIELD-NB
Note on A1615: H-SHIELD-NB
Note on A1616: H-SHIELD PREMIER
Note on A1617: H-SHIELD-WF
Note on A1618: H-SHIELD-WF
Note on A1619: H-SHIELD-WF
Note on A1620: H-SHIELD-WF
Note on A1621: H-SHIELD-WF
Note on A1622: H-SHIELD-WF
Note on A1623: H-SHIELD-CG
Note on A1624: H-SHIELD-CG
Note on A1625: H-SHIELD-CG
Note on A1626: H-SHIELD-CG
Note on A1627: H-SHIELD-CG
Note on A1628: H-SHIELD-CG
Note on A1629: XCI CG
Note on A1630: XCI CG
Note on A1631: XCI CG
Note on A1632: XCI CG
Note on A1633: XCI CG
Note on A1634: XCI CG
Note on A1635: XCI CG
Note on A1636: XCI CG
Note on A1637: XCI CG
Note on A1638: XCI CG
Note on A1639: XCI CG
Note on A1640: XCI CLASS A
Note on A1641: XCI CLASS A
Note on A1642: XCI CLASS A
Note on A1643: XCI CLASS A
Note on A1644: XCI CLASS A
Note on A1645: XCI CLASS A
Note on A1646: XCI FOIL
Note on A1647: XCI FOIL
Note on A1648: XCI FOIL
Note on A1649: XCI FOIL
Note on A1650: XCI FOIL
Note on A1651: XCI FOIL
Note on A1652: XCI FOIL
Note on A1653: XCI FOIL
Note on A1654: XCI FOIL
Note on A1655: XCI FOIL
Note on A1656: XCI FOIL
Note on A1657: XCI CLASS A PLUS
Note on A1658: XCI CLASS A PLUS
Note on A1659: XCI CLASS A PLUS
Note on A1660: XCI 286
Note on A1661: XCI 286
Note on A1662: XCI 286
Note on A1663: XCI 286
Note on A1664: XCI 286
Note on A1665: XCI 286
Note on A1666: XCI 286
Note on A1667: XCI 286
Note on A1668: XCI 286
Note on A1669: XCI 286
Note on A1670: XCI NB
Note on A1671: XCI NB
Note on A1672: XCI NB
Note on A1673: XCI NB
Note on A1674: XCI NB
Note on A1675: XCI NB
Note on A1676: XCI NB
Note on A1677: XCI PLY
Note on A1678: XCI PLY
Note on A1679: XCI PLY
Note on A1680: XCI PLY
Note on A1681: XCI PLY
Note on A1682: XCI PLY
Note on A1683: XCI PLY
Note on A1684: XCI PLY
Note on A1685: XCI PLY
Note on A1686: XCI PLY
Note on A1687: XCI PLY
Note on A1688: XCI PLY
Note on A1689: XCI PLY
Note on A1701: JOHNS MANVILLE
Note on A1702: JOHNS MANVILLE
Note on A1703: JOHNS MANVILLE
Note on A1704: JOHNS MANVILLE
Note on A1705: JOHNS MANVILLE
Note on A1706: JOHNS MANVILLE
Note on A1707: JOHNS MANVILLE
Note on A1708: JOHNS MANVILLE
Note on A1709: JOHNS MANVILLE
Note on A1710: JOHNS MANVILLE
Note on A1711: JOHNS MANVILLE
Note on A1712: JOHNS MANVILLE
Note on A1713: JOHNS MANVILLE
Note on A1714: JOHNS MANVILLE
Note on A1715: JOHNS MANVILLE
Note on A1716: JOHNS MANVILLE
Note on A1717: JOHNS MANVILLE
Note on A1718: JOHNS MANVILLE
Note on A1719: JOHNS MANVILLE
Note on A1720: JOHNS MANVILLE
Note on A1721: JOHNS MANVILLE
Note on A1722: JOHNS MANVILLE
Note on A1723: JOHNS MANVILLE
Note on A1724: JOHNS MANVILLE
Note on A1725: JOHNS MANVILLE
Note on A1726: JOHNS MANVILLE
Note on A1727: JOHNS MANVILLE
Note on A1728: JOHNS MANVILLE
Note on A1729: JOHNS MANVILLE
Note on A1730: JOHNS MANVILLE
Note on A1731: JOHNS MANVILLE
Note on A1732: JOHNS MANVILLE
Note on A1733: JOHNS MANVILLE
Note on A1734: JOHNS MANVILLE
Note on A1735: JOHNS MANVILLE
Note on A1736: JOHNS MANVILLE
Note on A1737: JOHNS MANVILLE
Note on A1738: JOHNS MANVILLE
Note on A1739: JOHNS MANVILLE
Note on A1740: JOHNS MANVILLE
Note on A1741: JOHNS MANVILLE
Note on A1742: JOHNS MANVILLE
Note on A1743: JOHNS MANVILLE
Note on A1744: JOHNS MANVILLE
Note on A1745: JOHNS MANVILLE
Note on A1746: JOHNS MANVILLE
Note on A1747: JOHNS MANVILLE
Note on A1748: JOHNS MANVILLE
Note on A1749: JOHNS MANVILLE
Note on A1750: JOHNS MANVILLE
Note on A1751: JOHNS MANVILLE
Note on A1752: JOHNS MANVILLE
Note on A1753: JOHNS MANVILLE
Note on A1754: JOHNS MANVILLE
Note on A1755: JOHNS MANVILLE
Note on A1756: JOHNS MANVILLE
Note on A1757: JOHNS MANVILLE
Note on A1758: JOHNS MANVILLE
Note on A1759: JOHNS MANVILLE
Note on A1760: JOHNS MANVILLE
Note on A1761: JOHNS MANVILLE
Note on A1762: JOHNS MANVILLE
Note on A1763: JOHNS MANVILLE
Note on A1764: JOHNS MANVILLE
Note on A1765: JOHNS MANVILLE
Note on A1766: JOHNS MANVILLE
Note on A1767: JOHNS MANVILLE
Note on A1768: JOHNS MANVILLE
Note on A1769: JOHNS MANVILLE
Note on A1770: JOHNS MANVILLE
Note on A1771: JOHNS MANVILLE
Note on A1772: JOHNS MANVILLE
Note on A1773: JOHNS MANVILLE
Note on A1774: JOHNS MANVILLE
Note on A1775: JOHNS MANVILLE
Note on A1776: JOHNS MANVILLE
Note on A1777: JOHNS MANVILLE
Note on A1778: JOHNS MANVILLE
Note on A1779: JOHNS MANVILLE
Note on A1780: JOHNS MANVILLE
Note on A1781: JOHNS MANVILLE
Note on A1782: JOHNS MANVILLE
Note on A1783: JOHNS MANVILLE
Note on A1784: JOHNS MANVILLE
Note on A1785: JOHNS MANVILLE
Note on A1786: JOHNS MANVILLE
Note on A1787: JOHNS MANVILLE
Note on A1788: JOHNS MANVILLE
Note on A1789: JOHNS MANVILLE
Note on A1790: JOHNS MANVILLE
Note on A1791: JOHNS MANVILLE
Note on A1792: JOHNS MANVILLE
Note on A1793: JOHNS MANVILLE
Note on A1794: JOHNS MANVILLE
Note on A1795: JOHNS MANVILLE
Note on A1796: JOHNS MANVILLE
Note on A1797: JOHNS MANVILLE
Note on A1798: JOHNS MANVILLE
Note on A1799: JOHNS MANVILLE
Note on A1800: JOHNS MANVILLE
Note on A1801: JOHNS MANVILLE
Note on A1802: JOHNS MANVILLE
Note on A1803: JOHNS MANVILLE
Note on A1804: JOHNS MANVILLE
Note on A1805: JOHNS MANVILLE
Note on A1806: JOHNS MANVILLE
Note on A1807: JOHNS MANVILLE
Note on A1808: JOHNS MANVILLE
Note on A1809: JOHNS MANVILLE
Note on A1810: JOHNS MANVILLE
Note on A1811: JOHNS MANVILLE
Note on A1812: JOHNS MANVILLE
Note on A1813: JOHNS MANVILLE
Note on A1814: JOHNS MANVILLE
Note on A1815: JOHNS MANVILLE
Note on A1816: JOHNS MANVILLE
Note on A1817: JOHNS MANVILLE
Note on A1818: JOHNS MANVILLE
Note on A1819: JOHNS MANVILLE
Note on A1820: JOHNS MANVILLE
Note on A1821: JOHNS MANVILLE
Note on A1822: JOHNS MANVILLE
Note on A1823: JOHNS MANVILLE
Note on A1824: JOHNS MANVILLE
Note on A1825: JOHNS MANVILLE
Note on A1826: JOHNS MANVILLE
Note on A1827: JOHNS MANVILLE
Note on A1828: JOHNS MANVILLE
Note on A1829: JOHNS MANVILLE
Note on A1830: JOHNS MANVILLE
Note on A1831: JOHNS MANVILLE
Note on A1832: JOHNS MANVILLE
Note on A1833: JOHNS MANVILLE
Note on A1834: JOHNS MANVILLE
Note on A1835: JOHNS MANVILLE
Note on A1836: JOHNS MANVILLE
Note on A1837: JOHNS MANVILLE
Note on A1838: JOHNS MANVILLE
Note on A1839: JOHNS MANVILLE
Note on A1840: JOHNS MANVILLE
Note on A1841: JOHNS MANVILLE
Note on A1842: JOHNS MANVILLE
Note on A1843: JOHNS MANVILLE
Note on A1844: JOHNS MANVILLE
Note on A1845: JOHNS MANVILLE
Note on A1846: JOHNS MANVILLE
Note on A1847: JOHNS MANVILLE
Note on A1848: JOHNS MANVILLE
Note on A1849: JOHNS MANVILLE
Note on A1850: JOHNS MANVILLE
Note on A1851: JOHNS MANVILLE
Note on A1852: JOHNS MANVILLE
Note on A1853: JOHNS MANVILLE
Note on A1854: JOHNS MANVILLE
Note on A1855: JOHNS MANVILLE
Note on A1856: JOHNS MANVILLE
Note on A1857: JOHNS MANVILLE
Note on A1858: JOHNS MANVILLE
Note on A1859: JOHNS MANVILLE
Note on A1860: JOHNS MANVILLE
Note on A1861: JOHNS MANVILLE
Note on A1862: JOHNS MANVILLE
Note on A1863: JOHNS MANVILLE
Note on A1864: JOHNS MANVILLE
Note on A1865: JOHNS MANVILLE
Note on A1866: JOHNS MANVILLE
Note on A1867: JOHNS MANVILLE
Note on A1868: JOHNS MANVILLE
Note on A1869: JOHNS MANVILLE
Note on A1870: JOHNS MANVILLE
Note on A1871: JOHNS MANVILLE
Note on A1872: JOHNS MANVILLE
Note on A1873: JOHNS MANVILLE
Note on A1874: JOHNS MANVILLE
Note on A1875: JOHNS MANVILLE
Note on A1876: JOHNS MANVILLE
Note on A1877: JOHNS MANVILLE
Note on A1878: JOHNS MANVILLE
Note on A1879: JOHNS MANVILLE
Note on A1880: JOHNS MANVILLE
Note on A1881: JOHNS MANVILLE
Note on A1882: JOHNS MANVILLE
Note on A1883: JOHNS MANVILLE
Note on A1884: JOHNS MANVILLE
Note on A1885: JOHNS MANVILLE
Note on A1886: JOHNS MANVILLE
Note on A1887: JOHNS MANVILLE
Note on A1888: JOHNS MANVILLE
Note on A1889: JOHNS MANVILLE
Note on A1890: JOHNS MANVILLE
Note on A1891: JOHNS MANVILLE
Note on A1892: JOHNS MANVILLE
Note on A1893: JOHNS MANVILLE
Note on A1894: JOHNS MANVILLE
Note on A1895: JOHNS MANVILLE
Note on A1896: JOHNS MANVILLE
Note on A1897: JOHNS MANVILLE
Note on A1898: JOHNS MANVILLE
Note on A1899: JOHNS MANVILLE
Note on A1900: JOHNS MANVILLE
Note on A1901: JOHNS MANVILLE
Note on A1902: JOHNS MANVILLE
Note on A1903: JOHNS MANVILLE
Note on A1904: JOHNS MANVILLE
Note on A1905: JOHNS MANVILLE
Note on A1906: JOHNS MANVILLE
Note on A1907: JOHNS MANVILLE
Note on A1908: JOHNS MANVILLE
Note on A1909: JOHNS MANVILLE
Note on A1910: JOHNS MANVILLE
Note on A1911: JOHNS MANVILLE
Note on A1912: JOHNS MANVILLE
Note on A1913: JOHNS MANVILLE
Note on A1914: JOHNS MANVILLE
Note on A1915: JOHNS MANVILLE
Note on A1916: JOHNS MANVILLE
Note on A1917: JOHNS MANVILLE
Note on A1918: JOHNS MANVILLE
Note on A1919: JOHNS MANVILLE
Note on A1920: JOHNS MANVILLE
Note on A1921: JOHNS MANVILLE
Note on A1922: JOHNS MANVILLE
Note on A1923: JOHNS MANVILLE
Note on A1924: JOHNS MANVILLE
Note on A1925: JOHNS MANVILLE
Note on A1926: JOHNS MANVILLE
Note on A1927: JOHNS MANVILLE
Note on A1928: JOHNS MANVILLE
Note on A1929: JOHNS MANVILLE
Note on A1930: JOHNS MANVILLE
Note on A1931: JOHNS MANVILLE
Note on A1932: JOHNS MANVILLE
Note on A1933: JOHNS MANVILLE
Note on A1934: JOHNS MANVILLE
Note on A1935: JOHNS MANVILLE
Note on A1936: JOHNS MANVILLE
Note on A1937: JOHNS MANVILLE
Note on A1938: JOHNS MANVILLE
Note on A1939: JOHNS MANVILLE
Note on A1940: JOHNS MANVILLE
Note on A1941: JOHNS MANVILLE
Note on A1942: JOHNS MANVILLE
Note on A1943: JOHNS MANVILLE
Note on A1944: JOHNS MANVILLE
Note on A1945: JOHNS MANVILLE
Note on A1946: JOHNS MANVILLE
Note on A1947: JOHNS MANVILLE
Note on A1948: JOHNS MANVILLE
Note on A1949: JOHNS MANVILLE
Note on A1950: JOHNS MANVILLE
Note on A1951: JOHNS MANVILLE
Note on A1952: JOHNS MANVILLE
Note on A1953: JOHNS MANVILLE
Note on A1954: JOHNS MANVILLE
Note on A1955: JOHNS MANVILLE
Note on A1956: JOHNS MANVILLE
Note on A1957: JOHNS MANVILLE
Note on A1958: JOHNS MANVILLE
Note on A1959: JOHNS MANVILLE
Note on A1960: JOHNS MANVILLE
Note on A1961: JOHNS MANVILLE
Note on A1962: JOHNS MANVILLE
Note on A1963: JOHNS MANVILLE
Note on A1964: JOHNS MANVILLE
Note on A1965: JOHNS MANVILLE
Note on A1966: JOHNS MANVILLE
Note on A1967: JOHNS MANVILLE
Note on A1968: JOHNS MANVILLE
Note on A1969: JOHNS MANVILLE
Note on A1970: JOHNS MANVILLE
Note on A1971: JOHNS MANVILLE
Note on A1972: JOHNS MANVILLE
Note on A1973: JOHNS MANVILLE
Note on A1974: JOHNS MANVILLE
Note on A1975: JOHNS MANVILLE
Note on A1976: JOHNS MANVILLE
Note on A1977: JOHNS MANVILLE
Note on A1978: JOHNS MANVILLE
Note on A1979: JOHNS MANVILLE
Note on A1980: JOHNS MANVILLE
Note on A1981: JOHNS MANVILLE
Note on A1982: JOHNS MANVILLE
Note on A1983: JOHNS MANVILLE
Note on A1984: JOHNS MANVILLE
Note on A1985: JOHNS MANVILLE
Note on A1986: JOHNS MANVILLE
Note on A1987: JOHNS MANVILLE
Note on A1988: JOHNS MANVILLE
Note on A1989: JOHNS MANVILLE
Note on A1990: JOHNS MANVILLE
Note on A1991: JOHNS MANVILLE
Note on A1992: JOHNS MANVILLE
Note on A1993: JOHNS MANVILLE
Note on A1994: JOHNS MANVILLE
Note on A1995: JOHNS MANVILLE
Note on A1996: JOHNS MANVILLE
Note on A1997: JOHNS MANVILLE
Note on A1998: JOHNS MANVILLE
Note on A1999: JOHNS MANVILLE
Note on A2000: JOHNS MANVILLE
Note on A2001: JOHNS MANVILLE
Note on A2002: JOHNS MANVILLE
Note on A2003: JOHNS MANVILLE
Note on A2004: JOHNS MANVILLE
Note on A2005: JOHNS MANVILLE
Note on A2006: JOHNS MANVILLE
Note on A2007: JOHNS MANVILLE
Note on A2008: JOHNS MANVILLE
Note on A2009: JOHNS MANVILLE
Note on A2010: JOHNS MANVILLE
Note on A2011: JOHNS MANVILLE
Note on A2012: JOHNS MANVILLE
Note on A2013: JOHNS MANVILLE
Note on A2014: JOHNS MANVILLE
Note on A2015: JOHNS MANVILLE
Note on A2016: JOHNS MANVILLE
Note on A2017: JOHNS MANVILLE
Note on A2018: JOHNS MANVILLE
Note on A2019: JOHNS MANVILLE
Note on A2020: JOHNS MANVILLE
Note on A2021: JOHNS MANVILLE
Note on A2022: JOHNS MANVILLE
Note on A2023: JOHNS MANVILLE
Note on A2024: JOHNS MANVILLE
Note on A2025: JOHNS MANVILLE
Note on A2026: JOHNS MANVILLE
Note on A2027: JOHNS MANVILLE
Note on A2028: JOHNS MANVILLE
Note on A2029: JOHNS MANVILLE
Note on A2030: JOHNS MANVILLE
Note on A2031: JOHNS MANVILLE
Note on A2032: JOHNS MANVILLE
Note on A2033: JOHNS MANVILLE
Note on A2034: JOHNS MANVILLE
Note on A2035: JOHNS MANVILLE
Note on A2036: JOHNS MANVILLE
Note on A2037: JOHNS MANVILLE
Note on A2038: JOHNS MANVILLE
Note on A2039: JOHNS MANVILLE
Note on A2040: JOHNS MANVILLE
Note on A2041: JOHNS MANVILLE
Note on A2042: JOHNS MANVILLE
Note on A2043: JOHNS MANVILLE
Note on A2044: JOHNS MANVILLE
Note on A2045: JOHNS MANVILLE
Note on A2046: JOHNS MANVILLE
Note on A2047: JOHNS MANVILLE
Note on A2048: JOHNS MANVILLE
Note on A2049: JOHNS MANVILLE
Note on A2050: JOHNS MANVILLE
Note on A2051: JOHNS MANVILLE
Note on A2052: JOHNS MANVILLE
Note on A2053: JOHNS MANVILLE
Note on A2054: JOHNS MANVILLE
Note on A2055: JOHNS MANVILLE
Note on A2056: JOHNS MANVILLE
Note on A2057: JOHNS MANVILLE
Note on A2058: JOHNS MANVILLE
Note on A2059: JOHNS MANVILLE
Note on A2060: JOHNS MANVILLE
Note on A2061: JOHNS MANVILLE
Note on A2062: JOHNS MANVILLE
Note on A2063: JOHNS MANVILLE
Note on A2064: JOHNS MANVILLE
Note on A2065: JOHNS MANVILLE
Note on A2066: JOHNS MANVILLE
Note on A2067: JOHNS MANVILLE
Note on A2068: JOHNS MANVILLE
Note on A2069: JOHNS MANVILLE
Note on A2070: JOHNS MANVILLE
Note on A2071: JOHNS MANVILLE
Note on A2072: JOHNS MANVILLE
Note on A2073: JOHNS MANVILLE
Note on A2074: JOHNS MANVILLE
Note on A2075: JOHNS MANVILLE
Note on A2076: JOHNS MANVILLE
Note on A2077: JOHNS MANVILLE
Note on A2078: JOHNS MANVILLE
Note on A2079: JOHNS MANVILLE
Note on A2080: JOHNS MANVILLE
Note on A2081: JOHNS MANVILLE
Note on A2082: JOHNS MANVILLE
Note on A2083: JOHNS MANVILLE
Note on A2084: JOHNS MANVILLE
Note on A2085: JOHNS MANVILLE
Note on A2086: JOHNS MANVILLE
Note on A2087: JOHNS MANVILLE
Note on A2088: JOHNS MANVILLE
Note on A2089: JOHNS MANVILLE
Note on A2090: JOHNS MANVILLE
Note on A2091: JOHNS MANVILLE
Note on A2092: JOHNS MANVILLE
Note on A2093: JOHNS MANVILLE
Note on A2094: JOHNS MANVILLE
Note on A2095: JOHNS MANVILLE
Note on A2096: JOHNS MANVILLE
Note on A2097: JOHNS MANVILLE
Note on A2098: JOHNS MANVILLE
Note on A2099: JOHNS MANVILLE
Note on A2100: JOHNS MANVILLE
Note on A2101: JOHNS MANVILLE
Note on A2102: JOHNS MANVILLE
Note on A2103: JOHNS MANVILLE
Note on A2104: JOHNS MANVILLE
Note on A2105: JOHNS MANVILLE
Note on A2106: JOHNS MANVILLE
Note on A2107: JOHNS MANVILLE
Note on A2108: JOHNS MANVILLE
Note on A2109: JOHNS MANVILLE
Note on A2110: JOHNS MANVILLE
Note on A2111: JOHNS MANVILLE
Note on A2112: JOHNS MANVILLE
Note on A2113: JOHNS MANVILLE
Note on A2114: JOHNS MANVILLE
Note on A2115: JOHNS MANVILLE
Note on A2116: JOHNS MANVILLE
Note on A2117: JOHNS MANVILLE
Note on A2118: JOHNS MANVILLE
Note on A2119: JOHNS MANVILLE
Note on A2120: JOHNS MANVILLE
Note on A2121: JOHNS MANVILLE
Note on A2122: JOHNS MANVILLE
Note on A2123: JOHNS MANVILLE
Note on A2124: JOHNS MANVILLE
Note on A2125: JOHNS MANVILLE
Note on A2126: JOHNS MANVILLE
Note on A2127: JOHNS MANVILLE
Note on A2128: JOHNS MANVILLE
Note on A2129: JOHNS MANVILLE
Note on A2130: JOHNS MANVILLE
Note on A2131: JOHNS MANVILLE
Note on A2132: JOHNS MANVILLE
Note on A2133: JOHNS MANVILLE
Note on A2134: JOHNS MANVILLE
Note on A2135: JOHNS MANVILLE
Note on A2136: JOHNS MANVILLE
Note on A2137: JOHNS MANVILLE
Note on A2138: JOHNS MANVILLE
Note on A2139: JOHNS MANVILLE
Note on A2140: JOHNS MANVILLE
Note on A2141: JOHNS MANVILLE
Note on A2142: JOHNS MANVILLE
Note on A2143: JOHNS MANVILLE
Note on A2144: JOHNS MANVILLE
Note on A2145: JOHNS MANVILLE
Note on A2146: JOHNS MANVILLE
Note on A2147: JOHNS MANVILLE
Note on A2148: JOHNS MANVILLE
Note on A2149: JOHNS MANVILLE
Note on A2150: JOHNS MANVILLE
Note on A2151: JOHNS MANVILLE
Note on A2152: JOHNS MANVILLE
Note on A2153: JOHNS MANVILLE
Note on A2154: JOHNS MANVILLE
Note on A2155: JOHNS MANVILLE
Note on A2156: JOHNS MANVILLE
Note on A2157: JOHNS MANVILLE
Note on A2158: JOHNS MANVILLE
Note on A2159: JOHNS MANVILLE
Note on A2160: JOHNS MANVILLE
Note on A2161: JOHNS MANVILLE
Note on A2162: JOHNS MANVILLE
Note on A2163: JOHNS MANVILLE
Note on A2164: JOHNS MANVILLE
Note on A2165: JOHNS MANVILLE
Note on A2166: JOHNS MANVILLE
Note on A2167: JOHNS MANVILLE
Note on A2168: JOHNS MANVILLE
Note on A2169: JOHNS MANVILLE
Note on A2170: JOHNS MANVILLE
Note on A2171: JOHNS MANVILLE
Note on A2172: JOHNS MANVILLE
Note on A2173: JOHNS MANVILLE
Note on A2174: JOHNS MANVILLE
Note on A2175: JOHNS MANVILLE
Note on A2176: JOHNS MANVILLE
Note on A2177: JOHNS MANVILLE
Note on A2178: JOHNS MANVILLE
Note on A2179: JOHNS MANVILLE
Note on A2180: JOHNS MANVILLE
Note on A2181: JOHNS MANVILLE
Note on A2182: JOHNS MANVILLE
Note on A2183: JOHNS MANVILLE
Note on A2184: JOHNS MANVILLE
Note on A2185: JOHNS MANVILLE
Note on A2186: JOHNS MANVILLE
Note on A2187: JOHNS MANVILLE
Note on A2188: JOHNS MANVILLE
Note on A2189: JOHNS MANVILLE
Note on A2190: JOHNS MANVILLE
Note on A2191: JOHNS MANVILLE
Note on A2192: JOHNS MANVILLE
Note on A2193: JOHNS MANVILLE
Note on A2194: JOHNS MANVILLE
Note on A2195: JOHNS MANVILLE
Note on A2196: JOHNS MANVILLE
Note on A2197: JOHNS MANVILLE
Note on A2198: JOHNS MANVILLE
Note on A2199: JOHNS MANVILLE
Note on A2200: JOHNS MANVILLE
Note on A2201: JOHNS MANVILLE
Note on A2202: JOHNS MANVILLE
Note on A2203: JOHNS MANVILLE
Note on A2204: JOHNS MANVILLE
Note on A2205: JOHNS MANVILLE
Note on A2206: JOHNS MANVILLE
Note on A2207: JOHNS MANVILLE
Note on A2208: JOHNS MANVILLE
Note on A2209: JOHNS MANVILLE
Note on A2210: JOHNS MANVILLE
Note on A2211: JOHNS MANVILLE
Note on A2212: JOHNS MANVILLE
Note on A2213: JOHNS MANVILLE
Note on A2214: JOHNS MANVILLE
Note on A2215: JOHNS MANVILLE
Note on A2216: JOHNS MANVILLE
Note on A2217: JOHNS MANVILLE
Note on A2218: JOHNS MANVILLE
Note on A2219: JOHNS MANVILLE
Note on A2220: JOHNS MANVILLE
Note on A2221: JOHNS MANVILLE
Note on A2222: JOHNS MANVILLE
Note on A2223: JOHNS MANVILLE
Note on A2224: JOHNS MANVILLE
Note on A2225: JOHNS MANVILLE
Note on A2226: JOHNS MANVILLE
Note on A2227: JOHNS MANVILLE
Note on A2228: JOHNS MANVILLE
Note on A2229: JOHNS MANVILLE
Note on A2230: JOHNS MANVILLE
Note on A2231: JOHNS MANVILLE
Note on A2232: JOHNS MANVILLE
Note on A2233: JOHNS MANVILLE
Note on A2234: JOHNS MANVILLE
Note on A2235: JOHNS MANVILLE
Note on A2236: JOHNS MANVILLE
Note on A2237: JOHNS MANVILLE
Note on A2238: JOHNS MANVILLE
Note on A2239: JOHNS MANVILLE
Note on A2240: JOHNS MANVILLE
Note on A2241: JOHNS MANVILLE
Note on A2242: JOHNS MANVILLE
Note on A2243: JOHNS MANVILLE
Note on A2244: JOHNS MANVILLE
Note on A2245: JOHNS MANVILLE
Note on A2246: JOHNS MANVILLE
Note on A2247: JOHNS MANVILLE
Note on A2248: JOHNS MANVILLE
Note on A2249: JOHNS MANVILLE
Note on A2250: JOHNS MANVILLE
Note on A2251: JOHNS MANVILLE
Note on A2252: JOHNS MANVILLE
Note on A2253: JOHNS MANVILLE
Note on A2254: JOHNS MANVILLE
Note on A2255: JOHNS MANVILLE
Note on A2256: JOHNS MANVILLE
Note on A2257: JOHNS MANVILLE
Note on A2258: JOHNS MANVILLE
Note on A2259: JOHNS MANVILLE
Note on A2260: JOHNS MANVILLE
Note on A2261: JOHNS MANVILLE
Note on A2262: JOHNS MANVILLE
Note on A2263: JOHNS MANVILLE
Note on A2264: JOHNS MANVILLE
Note on A2265: JOHNS MANVILLE
Note on A2266: JOHNS MANVILLE
Note on A2267: JOHNS MANVILLE
Note on A2268: JOHNS MANVILLE
Note on A2269: JOHNS MANVILLE
Note on A2270: JOHNS MANVILLE
Note on A2271: JOHNS MANVILLE
Note on A2272: JOHNS MANVILLE
Note on A2273: JOHNS MANVILLE
Note on A2274: JOHNS MANVILLE
Note on A2275: JOHNS MANVILLE
Note on A2276: JOHNS MANVILLE
Note on A2277: JOHNS MANVILLE
Note on A2278: JOHNS MANVILLE
Note on A2279: JOHNS MANVILLE
Note on A2280: JOHNS MANVILLE
Note on A2281: JOHNS MANVILLE
Note on A2282: JOHNS MANVILLE
Note on A2283: JOHNS MANVILLE
Note on A2284: JOHNS MANVILLE
Note on A2285: JOHNS MANVILLE
Note on A2286: JOHNS MANVILLE
Note on A2287: JOHNS MANVILLE
Note on A2288: JOHNS MANVILLE
Note on A2289: JOHNS MANVILLE
Note on A2290: JOHNS MANVILLE
Note on A2291: JOHNS MANVILLE
Note on A2300: ISO-C1
Note on A2301: ISO-C1
Note on A2308: POLYTHERM
Note on A2309: POLYTHERM
Note on A2310: POLYTHERM
Note on A2311: POLYTHERM
Note on A2312: POLYTHERM
Note on A2313: POLYTHERM
Note on A2314: POLYTHERM
Note on A2315: POLYTHERM G
Note on A2316: POLYTHERM G
Note on A2317: POLYTHERM G
Note on A2318: POLYTHERM G
Note on A2319: POLYTHERM G
Note on A2320: POLYTHERM G
Note on A2321: POLYTHERM G
Note on A2322: POLYTHERM H
Note on A2323: POLYTHERM H
Note on A2324: POLYTHERM H
Note on A2325: POLYTHERM H
Note on A2326: POLYTHERM H
Note on A2327: POLYTHERM H
Note on A2328: POLYTHERM H
Note on A2337: ECOMAXCI FR AB
Note on A2338: ECOMAXCI FR AB
Note on A2339: ECOMAXCI FR AB
Note on A2340: ECOMAXCI FR AB
Note on A2341: ECOMAXCI FR AB
Note on A2342: ECOMAXCI FR AB
Note on A2343: CONCRETE CORE-CGF
Note on A2344: CONCRETE CORE-CGF
Note on A2345: CONCRETE CORE-CGF
Note on A2346: CONCRETE CORE-CGF
Note on A2347: CONCRETE CORE-CGF
Note on A2348: CONCRETE CORE-CGF
Note on A2349: CONCRETE CORE-CGF
Note on A2350: CONCRETE CORE-CGF
Note on A2351: CONCRETE CORE-CGF
Note on A2352: DURASHEATH-3
Note on A2353: DURASHEATH-3
Note on A2354: DURASHEATH-3
Note on A2355: DURASHEATH-3
Note on A2356: DURASHEATH-3
Note on A2357: DURASHEATH-3
Note on A2358: DURASHEATH-3
Note on A2359: DURASHEATH-3
Note on A2360: DURASHEATH-3
Note on A2361: DURASHEATH-3
Note on A2362: DURASHEATH-3
Note on A2363: ECOMAXCI
Note on A2364: ECOMAXCI
Note on A2365: ECOMAXCI
Note on A2366: ECOMAXCI
Note on A2367: ECOMAXCI
Note on A2368: ECOMAXCI
Note on A2369: ECOMAXCI PLY
Note on A2370: ECOMAXCI PLY
Note on A2371: ECOMAXCI PLY
Note on A2372: ECOMAXCI PLY
Note on A2373: ECOMAXCI PLY
Note on A2374: ECOMAXCI PLY
Note on A2375: ECOMAXCI PLY
Note on A2376: ECOMAXCI PLY
Note on A2377: ECOMAXCI PLY
Note on A2378: ECOMAXCI PLY
Note on A2379: ECOMAXCI PLY
Note on A2380: ECOMAXCI PLY
Note on A2381: ECOMAXCI PLY
Note on A2382: ECOMAXCI PLY
Note on A2383: ECOMAXCI PLY
Note on A2384: ECOMAXCI PLY
Note on A2385: EVOMAXCI
Note on A2386: EVOMAXCI
Note on A2387: EVOMAXCI
Note on A2388: EVOMAXCI
Note on A2389: EVOMAXCI
Note on A2390: EVOMAXCI
Note on A2391: ECOMAXCI FR
Note on A2392: ECOMAXCI FR
Note on A2393: ECOMAXCI FR
Note on A2394: ECOMAXCI FR
Note on A2395: ECOMAXCI FR
Note on A2396: ECOMAXCI FR
Note on A2397: ECOMAXCI FR
Note on A2398: ECOMAXCI FR
Note on A2399: ECOMAXCI FR
Note on A2400: ECOMAXCI FR
Note on A2401: ECOMAXCI FR
Note on A2402: ECOMAXCI FR
Note on A2403: ECOMAXCI FR
Note on A2404: ECOMAXCI FR
Note on A2405: ECOMAXCI FR PLY
Note on A2406: ECOMAXCI FR PLY
Note on A2407: ECOMAXCI FR PLY
Note on A2408: ECOMAXCI FR PLY
Note on A2409: ECOMAXCI FR PLY
Note on A2410: ECOMAXCI FR PLY
Note on A2411: ECOMAXCI FR PLY
Note on A2412: ECOMAXCI FR PLY
Note on A2413: ECOMAXCI FR PLY
Note on A2414: ECOMAXCI FR PLY
Note on A2415: ECOMAXCI FR PLY
Note on A2416: ECOMAXCI FR PLY
Note on A2417: ECOMAXCI FR PLY
Note on A2418: ECOMAXCI FR PLY
Note on A2419: ECOMAXCI FR PLY
Note on A2420: ECOMAXCI FR PLY
Note on A2421: ECOMAXCI FR WHITE
Note on A2422: ECOMAXCI FR WHITE
Note on A2423: ECOMAXCI FR WHITE
Note on A2424: ECOMAXCI FR WHITE
Note on A2425: ECOMAXCI FR WHITE
Note on A2426: ECOMAXCI FR WHITE
Note on A2427: ECOMAXCI FR WHITE
Note on A2428: ECOMAXCI FR WHITE
Note on A2429: ECOMAXCI FR WHITE
Note on A2430: ECOMAXCI FR WHITE
Note on A2431: MULTI-MAX FA-3
Note on A2432: MULTI-MAX FA-3
Note on A2433: MULTI-MAX FA-3
Note on A2434: MULTI-MAX FA-3
Note on A2435: MULTI-MAX FA-3
Note on A2436: MULTI-MAX FA-3
Note on A2437: MULTI-MAX FA-3
Note on A2438: MULTI-MAX FA-3
Note on A2439: MULTI-MAX FA-3
Note on A2440: MULTI-MAX FA-3
Note on A2441: MULTI-MAX FA-3
Note on A2442: MULTI-MAX FA-3
Note on A2443: MULTI-MAX FA-3
Note on A2444: MULTI-MAX FA-3
Note on A2445: MULTI-MAX HD
Note on A2446: MULTI-MAX HD
Note on A2447: MULTI-MAX HD
Note on A2448: MULTI-MAX HD
Note on A2449: MULTI-MAX HD
Note on A2450: MULTI-MAX HD
Note on A2451: MULTI-MAX HD
Note on A2452: MULTI-MAX HD
Note on A2453: MULTI-MAX HD
Note on A2454: MULTI-MAX HD
Note on A2455: MULTI-MAX HD
Note on A2456: MULTI-MAX HD
Note on A2457: MULTI-MAX HD
Note on A2458: MULTI-MAX HD
Note on A2459: MULTI-MAX-3
Note on A2460: MULTI-MAX-3
Note on A2461: MULTI-MAX-3
Note on A2462: MULTI-MAX-3
Note on A2463: MULTI-MAX-3
Note on A2464: MULTI-MAX-3
Note on A2465: MULTI-MAX-3
Note on A2466: MULTI-MAX-3
Note on A2467: MULTI-MAX-3
Note on A2468: NAILABLE BASE-3
Note on A2469: NAILABLE BASE-3
Note on A2470: NAILABLE BASE-3
Note on A2471: NAILABLE BASE-3
Note on A2472: NAILABLE BASE-3
Note on A2473: NAILABLE BASE-3
Note on A2474: NAILABLE BASE-3
Note on A2475: NAILABLE BASE-3
Note on A2476: NAILABLE BASE-3
Note on A2477: NAILABLE BASE-3
Note on A2478: NAILABLE BASE-3
Note on A2479: RE-COVER BOARD-3
Note on A2480: RE-COVER BOARD-3
Note on A2481: RE-COVER BOARD-3
Note on A2482: RE-COVER BOARD-3
Note on A2483: RMAX BELOW GRADE
Note on A2484: RMAX BELOW GRADE
Note on A2485: RMAX BELOW GRADE
Note on A2486: RMAX BELOW GRADE
Note on A2487: RMAX BELOW GRADE
Note on A2488: RMAX BELOW GRADE
Note on A2489: RMAX BELOW GRADE
Note on A2490: R MATTE PLUS-3
Note on A2491: R MATTE PLUS-3
Note on A2492: R MATTE PLUS-3
Note on A2493: R MATTE PLUS-3
Note on A2494: R MATTE PLUS-3
Note on A2495: R MATTE PLUS-3
Note on A2496: R MATTE PLUS-3
Note on A2497: R MATTE PLUS-3
Note on A2498: R MATTE PLUS-3
Note on A2499: R MATTE PLUS-3
Note on A2500: R MATTE PLUS-3
Note on A2501: SARNATHERM R
Note on A2502: SARNATHERM R
Note on A2503: SARNATHERM R
Note on A2504: SARNATHERM R
Note on A2505: SARNATHERM R
Note on A2506: SARNATHERM R
Note on A2507: SARNATHERM R
Note on A2508: SARNATHERM R
Note on A2509: SARNATHERM R
Note on A2510: SARNATHERM R
Note on A2511: SARNATHERM R
Note on A2512: SARNATHERM R
Note on A2513: SARNATHERM R
Note on A2514: SARNATHERM R
Note on A2515: SARNATHERM R CG
Note on A2516: SARNATHERM R CG
Note on A2517: SARNATHERM R CG
Note on A2518: SARNATHERM R CG
Note on A2519: SARNATHERM R CG
Note on A2520: SARNATHERM R CG
Note on A2521: SARNATHERM R CG
Note on A2522: THERMABASE-CI DS
Note on A2523: THERMABASE-CI DS
Note on A2524: THERMABASE-CI DS
Note on A2525: THERMABASE-CI DS
Note on A2526: THERMABASE-CI DS
Note on A2527: THERMABASE-CI DS
Note on A2528: THERMABASE-CI DS
Note on A2529: THERMABASE-CI DS
Note on A2530: THERMABASE-CI DS
Note on A2531: THERMABASE-CI DS
Note on A2532: THERMABASE-CI TS
Note on A2533: THERMABASE-CI TS
Note on A2534: THERMABASE-CI TS
Note on A2535: THERMABASE-CI TS
Note on A2536: THERMABASE-CI TS
Note on A2537: THERMABASE-CI TS
Note on A2538: THERMABASE-CI TS
Note on A2539: THERMABASE-CI TS
Note on A2540: THERMABASE-CI TS
Note on A2541: THERMABASE-CI TS
Note on A2542: THERMAROOF PLUS-3
Note on A2543: THERMAROOF PLUS-3
Note on A2544: THERMAROOF PLUS-3
Note on A2545: THERMAROOF PLUS-3
Note on A2546: THERMAROOF PLUS-3
Note on A2547: THERMAROOF PLUS-3
Note on A2548: THERMAROOF PLUS-3
Note on A2549: THERMAROOF PLUS-3
Note on A2550: THERMASHEATH
Note on A2551: THERMASHEATH
Note on A2552: THERMASHEATH
Note on A2553: THERMASHEATH
Note on A2554: THERMASHEATH
Note on A2555: THERMASHEATH
Note on A2556: THERMASHEATH
Note on A2557: THERMASHEATH
Note on A2558: THERMASHEATH
Note on A2559: THERMASHEATH
Note on A2560: THERMASHEATH
Note on A2561: THERMASHEATH
Note on A2562: THERMASHEATH
Note on A2563: THERMASHEATH
Note on A2564: THERMASHEATH
Note on A2565: SARNATHERM R CG TAPERED
Note on A2566: SARNATHERM R CG TAPERED
Note on A2567: SARNATHERM R CG TAPERED
Note on A2568: SARNATHERM R CG TAPERED
Note on A2569: SARNATHERM R CG TAPERED
Note on A2570: SARNATHERM R CG TAPERED
Note on A2571: SARNATHERM R CG TAPERED
Note on A2572: SARNATHERM R CG TAPERED
Note on A2573: SARNATHERM R CG TAPERED
Note on A2574: TSA
Note on A2575: TSA
Note on A2576: TSA
Note on A2577: TSA
Note on A2578: TSA
Note on A2579: TSA
Note on A2580: TSA
Note on A2581: TSA
Note on A2582: TSA
Note on A2583: TSA
Note on A2584: TSA
Note on A2585: TSA
Note on A2586: THERMASHEATH-SI
Note on A2587: THERMASHEATH-SI
Note on A2588: THERMASHEATH-SI
Note on A2589: SARNATHERM R TAPERED
Note on A2590: SARNATHERM R TAPERED
Note on A2591: SARNATHERM R TAPERED
Note on A2592: SARNATHERM R TAPERED
Note on A2593: SARNATHERM R TAPERED
Note on A2594: SARNATHERM R TAPERED
Note on A2595: SARNATHERM R TAPERED
Note on A2596: SARNATHERM R TAPERED
Note on A2597: SARNATHERM R TAPERED
Note on A2598: SARNATHERM R TAPERED
Note on A2599: SARNATHERM R TAPERED
Note on A2600: SARNATHERM R TAPERED
Note on A2601: SARNATHERM R TAPERED
Note on A2602: SARNATHERM R TAPERED
Note on A2603: SARNATHERM R TAPERED
Note on A2604: TSP
Note on A2605: TSP
Note on A2606: TSP
Note on A2607: TSP
Note on A2608: TSP
Note on A2609: TSP
Note on A2610: TSP
Note on A2611: TSP
Note on A2612: TSP
Note on A2613: TSP
Note on A2614: TSP
Note on A2615: TSP
Note on A2616: TSP
Note on A2617: TS-RDECK
Note on A2618: TS-RDECK
Note on A2619: TS-RDECK
Note on A2620: TS-RDECK
Note on A2621: TS-RDECK
Note on A2622: TS-RDECK
Note on A2623: TS-RDECK
Note on A2624: TS-RDECK
Note on A2625: TAPERED THERMAROOF-3
Note on A2626: TAPERED THERMAROOF-3
Note on A2627: TAPERED THERMAROOF-3
Note on A2628: TAPERED THERMAROOF-3
Note on A2629: TAPERED THERMAROOF-3
Note on A2630: TAPERED THERMAROOF-3
Note on A2631: TAPERED THERMAROOF-3
Note on A2632: TAPERED THERMAROOF-3
Note on A2633: TAPERED THERMAROOF-3
Note on A2634: TAPERED THERMAROOF-3
Note on A2635: TAPERED THERMAROOF-3
Note on A2636: TAPERED THERMAROOF-3
Note on A2637: TAPERED THERMAROOF-3
Note on A2638: TAPERED THERMAROOF-3
Note on A2639: TAPERED THERMAROOF-3
Note on A2640: TAPERED ULT-MAX FR
Note on A2641: TAPERED ULT-MAX FR
Note on A2642: TAPERED ULT-MAX FR
Note on A2643: TAPERED ULT-MAX FR
Note on A2644: TAPERED ULT-MAX FR
Note on A2645: TAPERED ULT-MAX FR
Note on A2646: TAPERED ULT-MAX FR
Note on A2647: TAPERED ULT-MAX FR
Note on A2648: TAPERED ULT-MAX FR
Note on A2649: TAPERED ULT-MAX FR
Note on A2650: TAPERED ULT-MAX FR
Note on A2651: TAPERED ULT-MAX FR
Note on A2652: TAPERED ULT-MAX FR
Note on A2653: TAPERED ULT-MAX FR
Note on A2654: TAPERED ULTRAMAX
Note on A2655: TAPERED ULTRAMAX
Note on A2656: TAPERED ULTRAMAX
Note on A2657: TAPERED ULTRAMAX
Note on A2658: TAPERED ULTRAMAX
Note on A2659: TAPERED ULTRAMAX
Note on A2660: TAPERED ULTRAMAX
Note on A2661: TAPERED ULTRAMAX
Note on A2662: TAPERED ULTRAMAX
Note on A2663: TAPERED ULTRAMAX
Note on A2664: TAPERED ULTRAMAX
Note on A2665: TAPERED ULTRAMAX
Note on A2666: TAPERED ULTRAMAX
Note on A2667: TAPERED ULTRAMAX
Note on A2668: TAPERED ULTRAMAX
Note on A2669: ULTRAMAX
Note on A2670: ULTRAMAX
Note on A2671: ULTRAMAX
Note on A2672: ULTRAMAX
Note on A2673: ULTRAMAX
Note on A2674: ULTRAMAX
Note on A2675: ULTRAMAX
Note on A2676: ULTRAMAX
Note on A2677: ULTRAMAX
Note on A2678: ULTRAMAX
Note on A2679: ULTRAMAX
Note on A2680: ULTRAMAX
Note on A2681: ULTRAMAX
Note on A2682: ULTRAMAX
Note on A2683: ULTRAMAX FR
Note on A2684: ULTRAMAX FR
Note on A2685: ULTRAMAX FR
Note on A2686: ULTRAMAX FR
Note on A2687: ULTRAMAX FR
Note on A2688: ULTRAMAX FR
Note on A2689: ULTRAMAX FR
Note on A2690: ULTRAMAX FR
Note on A2691: ULTRAMAX FR
Note on A2692: ULTRAMAX FR
Note on A2693: ULTRAMAX FR
Note on A2694: ULTRAMAX FR
Note on A2695: ULTRAMAX FR
Note on A2696: ULTRAMAX FR
Note on A2697: ULTRAMAX PLUS
Note on A2698: ULTRAMAX PLUS
Note on A2699: ULTRAMAX PLUS
Note on A2700: ULTRAMAX PLUS
Note on A2701: ULTRAMAX PLUS
Note on A2702: ULTRAMAX PLUS
Note on A2703: ULTRAMAX PLUS
Note on A2704: ULTRAMAX PLUS TAP
Note on A2705: ULTRAMAX PLUS TAP
Note on A2706: ULTRAMAX PLUS TAP
Note on A2707: ULTRAMAX PLUS TAP
Note on A2708: ULTRAMAX PLUS TAP
Note on A2709: ULTRAMAX PLUS TAP
Note on A2710: ULTRAMAX PLUS TAP
Note on A2711: ULTRAMAX PLUS TAP
Note on A2712: ULTRAMAX PLUS TAP
Note on A2713: TSX 8500
Note on A2714: TSX 8500
Note on A2715: TSX 8500
Note on A2716: TSX 8500
Note on A2717: TSX 8500
Note on A2718: TSX 8500
Note on A2719: TSX 8500
Note on A2720: TSX 8500
Note on A2721: TSX 8500
Note on A2722: TSX 8500
Note on A2723: TSX 8500
Note on A2724: TSX 8500
Note on A2725: TSX 8500
Note on A2726: TSX 8500
Note on A2727: TSX-8510
Note on A2728: TSX-8510
Note on A2729: TSX-8510
Note on A2730: TSX-8510
Note on A2731: TSX-8510
Note on A2732: TSX-8510
Note on A2733: TSX-8510
Note on A2734: TSX-8510
Note on A2735: TSX-8510
Note on A2736: TSX-8510
Note on A2737: TSX-8520
Note on A2738: TSX-8520
Note on A2739: TSX-8520
Note on A2740: TSX-8520
Note on A2741: TSX-8520
Note on A2742: TSX-8520
Note on A2743: TSX-8520
Note on A2744: TSX-8520
Note on A2745: TSX-8520
Note on A2746: TSX-8520
Note on A2747: TSX-8520
Note on A2748: TSX-8520
Note on A2749: TSX-8520
Note on A2750: TSX-8520
Note on A2770: SECURSHIELD CD
Note on A2771: MP-HCG
Note on A2772: MP-HCG
Note on A2773: MP-HCG
Note on A2774: MP-HCG
Note on A2775: MP-HCG
Note on A2776: MP-HCG
Note on A2777: MP-HCG
Note on A2778: MP-F POLYISOCYANURATE
Note on A2779: MP-F POLYISOCYANURATE
Note on A2780: MP-F POLYISOCYANURATE
Note on A2781: MP-F POLYISOCYANURATE
Note on A2782: MP-F POLYISOCYANURATE
Note on A2783: MP-F POLYISOCYANURATE
Note on A2784: MP-F POLYISOCYANURATE
Note on A2785: SECURSHIELD HD COMPOSITE
Note on A2786: SECURSHIELD HD COMPOSITE
Note on A2787: SECURSHIELD HD COMPOSITE
Note on A2788: SECURSHIELD HD COMPOSITE
Note on A2789: SECURSHIELD HD
Note on A2790: MP-H-NB
Note on A2791: MP-H-NB
Note on A2792: MP-H-NB
Note on A2793: MP-H-NB
Note on A2794: MP-H
Note on A2795: MP-H
Note on A2796: MP-H
Note on A2797: MP-H
Note on A2798: MP-H
Note on A2799: MP-H
Note on A2800: MP-H
Note on A2801: MP-H
Note on A2802: MP-H-WF
Note on A2803: MP-H-WF
Note on A2804: MP-H-WF
Note on A2805: MP-H-WF
Note on A2806: MP-H-WF
Note on A2807: MP-H-WF
Note on A2819: EPS
Note on A2820: EPS
Note on A2821: EPS
Note on A2822: EPS
Note on A2823: EPS
Note on A2824: EPS
Note on A2825: EPS
Note on A2826: EPS
Note on A2827: EPS
Note on A2828: EPS
Note on A2829: EPS
Note on A2830: EPS
Note on A2831: GRAPHITE EPS
Note on A2832: GRAPHITE EPS
Note on A2833: GRAPHITE EPS
Note on A2834: GRAPHITE EPS
Note on A2844: NEOPOR GRAPHITE ENHANCED POLYSTYRENE
Note on A2845: NEOPOR GRAPHITE ENHANCED POLYSTYRENE
Note on A2846: NEOPOR GRAPHITE ENHANCED POLYSTYRENE
Note on A2847: NEOPOR GRAPHITE ENHANCED POLYSTYRENE
Note on A2848: NEOPOR GRAPHITE ENHANCED POLYSTYRENE
Note on A2849: NEOPOR GRAPHITE ENHANCED POLYSTYRENE
Note on A2850: NEOPOR THERMAPLUS WRB CONTINUOUS INSULATION
Note on A2858: DOW CHEMICAL CO
Note on A2859: DOW CHEMICAL CO
Note on A2860: DOW CHEMICAL CO
Note on A2861: DOW CHEMICAL CO
Note on A2862: DOW CHEMICAL CO
Note on A2863: STYROFOAM
Note on A2864: STYROFOAM
Note on A2865: STYROFOAM
Note on A2866: STYROFOAM
Note on A2867: STYROFOAM
Note on A2868: STYROFOAM
Note on A2869: STYROFOAM
Note on A2870: STYROFOAM
Note on A2871: STYROFOAM
Note on A2872: STYROFOAM
Note on A2873: STYROFOAM
Note on A2874: STYROFOAM
Note on A2875: STYROFOAM
Note on A2876: STYROFOAM
Note on A2877: STYROFOAM
Note on A2878: STYROFOAM
Note on A2879: STYROFOAM
Note on A2880: STYROFOAM
Note on A2881: STYROFOAM
Note on A2882: STYROFOAM
Note on A2883: STYROFOAM
Note on A2884: STYROFOAM
Note on A2885: STYROFOAM
Note on A2886: STYROFOAM
Note on A2887: STYROFOAM
Note on A2888: STYROFOAM
Note on A2889: STYROFOAM
Note on A2890: STYROFOAM
Note on A2899: INSULFOAM
Note on A2900: INSULFOAM
Note on A2901: INSULFOAM
Note on A2902: INSULFOAM
Note on A2903: INSULFOAM
Note on A2904: INSULFOAM
Note on A2905: INSULFOAM
Note on A2906: INSULFOAM
Note on A2907: INSULFOAM
Note on A2908: INSULFOAM
Note on A2909: INSULFOAM
Note on A2910: INSULFOAM
Note on A2911: INSULFOAM
Note on A2912: INSULFOAM
Note on A2913: INSULFOAM
Note on A2914: INSULFOAM
Note on A2915: INSULFOAM
Note on A2916: INSULFOAM
Note on A2924: KINGSPAN INSULATION LLC
Note on A2925: KINGSPAN INSULATION LLC
Note on A2926: KINGSPAN INSULATION LLC
Note on A2927: KINGSPAN INSULATION LLC
Note on A2928: KINGSPAN INSULATION LLC
Note on A2929: KINGSPAN INSULATION LLC
Note on A2930: KINGSPAN INSULATION LLC
Note on A2931: KINGSPAN INSULATION LLC
Note on A2932: KINGSPAN INSULATION LLC
Note on A2933: KINGSPAN INSULATION LLC
Note on A2934: KINGSPAN INSULATION LLC
Note on A2935: KINGSPAN INSULATION LLC
Note on A2936: KINGSPAN INSULATION LLC
Note on A2937: KINGSPAN INSULATION LLC
Note on A2938: KINGSPAN INSULATION LLC
Note on A2939: KINGSPAN INSULATION LLC
Note on A2940: KINGSPAN INSULATION LLC
Note on A2941: KINGSPAN INSULATION LLC
Note on A2942: KINGSPAN INSULATION LLC
Note on A2943: KINGSPAN INSULATION LLC
Note on A2944: KINGSPAN INSULATION LLC
Note on A2945: KINGSPAN INSULATION LLC
Note on A2946: KINGSPAN INSULATION LLC
Note on A2947: KINGSPAN INSULATION LLC
Note on A2948: KINGSPAN INSULATION LLC
Note on A2949: KINGSPAN INSULATION LLC
Note on A2950: KINGSPAN INSULATION LLC
Note on A2951: KINGSPAN INSULATION LLC
Note on A2952: KINGSPAN INSULATION LLC
Note on A2953: KINGSPAN INSULATION LLC
Note on A2954: KINGSPAN INSULATION LLC
Note on A2955: KINGSPAN INSULATION LLC
Note on A2956: KINGSPAN INSULATION LLC
Note on A2957: KINGSPAN INSULATION LLC
Note on A2958: KINGSPAN INSULATION LLC
Note on A2959: KINGSPAN INSULATION LLC
Note on A2960: KINGSPAN INSULATION LLC
Note on A2961: KINGSPAN INSULATION LLC
Note on A2975: FOAMULAR
Note on A2976: FOAMULAR
Note on A2977: FOAMULAR
Note on A2978: FOAMULAR
Note on A2979: FOAMULAR
Note on A2980: FOAMULAR
Note on A2981: FOAMULAR
Note on A2982: FOAMULAR
Note on A2992: ALFATERM
Note on A2993: ALFATERM
Note on A2994: ALFATERM
Note on A2995: ALFATERM
Note on A2996: ALFATERM
Note on A2997: ALFATERM
Note on A2998: ALFATERM
Note on A2999: ALFATERM
Note on A3008: RS+FF
Note on A3015: INSULPERM
Note on A3016: INSULPERM
Note on A3017: INSULPERM
Note on A3018: INSULPERM
Note on A3019: INSULPERM
Note on A3020: INSULPERM
Note on A3021: INSULPERM
Note on B2369: with 5/8-in FRTP
Note on B2370: with 5/8-in FRTP
Note on B2371: with 5/8-in FRTP
Note on B2372: with 5/8-in FRTP
Note on B2373: with 5/8-in FRTP
Note on B2374: with 5/8-in FRTP
Note on B2375: with 5/8-in FRTP
Note on B2376: with 5/8-in FRTP
Note on B2377: with 3/4-in FRTP
Note on B2378: with 3/4-in FRTP
Note on B2379: with 3/4-in FRTP
Note on B2380: with 3/4-in FRTP
Note on B2381: with 3/4-in FRTP
Note on B2382: with 3/4-in FRTP
Note on B2383: with 3/4-in FRTP
Note on B2384: with 3/4-in FRTP
Note on B2405: with 5/8-in FRTP
Note on B2406: with 5/8-in FRTP
Note on B2407: with 5/8-in FRTP
Note on B2408: with 5/8-in FRTP
Note on B2409: with 5/8-in FRTP
Note on B2410: with 5/8-in FRTP
Note on B2411: with 5/8-in FRTP
Note on B2412: with 5/8-in FRTP
Note on B2413: with 3/4-in FRTP
Note on B2414: with 3/4-in FRTP
Note on B2415: with 3/4-in FRTP
Note on B2416: with 3/4-in FRTP
Note on B2417: with 3/4-in FRTP
Note on B2418: with 3/4-in FRTP
Note on B2419: with 3/4-in FRTP
Note on B2420: with 3/4-in FRTP
Note on H2550: WITH TAPED JOINTS
Note on H2551: WITH TAPED JOINTS
Note on H2552: WITH TAPED JOINTS
Note on H2553: WITH TAPED JOINTS
Note on H2554: WITH TAPED JOINTS
Note on H2555: WITH TAPED JOINTS
Note on H2556: WITH TAPED JOINTS
Note on H2557: WITH TAPED JOINTS
Note on H2558: WITH TAPED JOINTS
Note on H2559: WITH TAPED JOINTS
Note on H2560: WITH TAPED JOINTS
Note on H2561: WITH TAPED JOINTS
Note on H2562: WITH TAPED JOINTS
Note on H2563: WITH TAPED JOINTS
Note on H2564: WITH TAPED JOINTS

## Rigid Stock
BHGS - THERMAL INSULATION DIRECTORY RIGID STOCK INSULATION MANUFACTURERS
Brand Code* | Product ID | Material | Type | Facing | Primary Use | Designed for Exposed Applica-tions? | Acts as a Vapor Retarder? | Density Lbs per Cubic Foot | Labeled Product Thickness Inches | Labeled Thermal Perfor-mance | R, K or C Value
Polyisocyanurate Rigid Stock
Duna USA Inc. - T 1476 |  |  |  |  | Updated 12/12/2011
COR | CORAFOAM P20 | ISOCYANURATE | SINGLE MATERIAL | NONE | PIPE | YES | NO | --- | --- | 0.19 | K
* DESCRIPTION OF BRAND CODES:
COR = CORAFOAM
Johns Manville - T 1341 |  |  |  |  | Updated 06/08/2020
TRY | TRYMER 25-50 | ISOCYANURATE | SINGLE MATERIAL | NONE | PIPE | YES | NO | --- | --- | 0.19 | K
TRY | TRYMER 1800 | ISOCYANURATE | SINGLE MATERIAL | NONE | PIPE | YES | NO | --- | --- | 0.19 | K
TRY | TRYMER 2000XP | ISOCYANURATE | SINGLE MATERIAL | NONE | PIPE | YES | NO | --- | --- | 0.19 | K
TRY | TRYMER 2500 | ISOCYANURATE | SINGLE MATERIAL | NONE | PIPE | YES | NO | --- | --- | 0.19 | K
TRY | TRYMER 3000 | ISOCYANURATE | SINGLE MATERIAL | NONE | PIPE | YES | NO | --- | --- | 0.19 | K
TRY | TRYMER 4000 | ISOCYANURATE | SINGLE MATERIAL | NONE | PIPE | YES | NO | --- | --- | 0.19 | K
TRY | TRYMER 6000 | ISOCYANURATE | SINGLE MATERIAL | NONE | PIPE | YES | NO | --- | --- | 0.2 | K
TRY | TRYMER 200L | ISOCYANURATE | SINGLE MATERIAL | NONE | EQUIPMENT | YES | NO | --- | --- | 0.19 | K
TRY | TRYMER 250L | ISOCYANURATE | SINGLE MATERIAL | NONE | EQUIPMENT | YES | NO | --- | --- | 0.19 | K
TRY | TRYMER 350L | ISOCYANURATE | SINGLE MATERIAL | NONE | EQUIPMENT | YES | NO | --- | --- | 0.19 | K
TRY | TRYMER 400L | ISOCYANURATE | SINGLE MATERIAL | NONE | EQUIPMENT | YES | NO | --- | --- | 0.19 | K
* DESCRIPTION OF BRAND CODES:
TRY = TRYMER
Kingspan Insulation LLC - T 1538 |  |  |  |  | Updated 08/24/2022
ISO | ISO-C1/2.0 | ISOCYANURATE | SINGLE MATERIAL | NONE | PIPE | NO | NO | --- | --- | 0.18 | K
ISO | ISO-C1/2.5 | ISOCYANURATE | SINGLE MATERIAL | NONE | PIPE | NO | NO | --- | --- | 0.18 | K
* DESCRIPTION OF BRAND CODES:
ISO = ISO-C1
Polystyrene Rigid Stock
DuPont de Nemours Inc. - T 1535 |  |  |  |  | Updated 04/24/2020
XPS | PIPE INSULATION BILLET | POLYSTYRENE | SINGLE MATERIAL | NONE | PIPE | --- | YES | 1.6 | --- | 0.26 | K
* DESCRIPTION OF BRAND CODES:
XPS = EXTRUDED POLYSTYRENE FOAM
Note on A5: CORAFOAM
Note on A12: TRYMER
Note on A13: TRYMER
Note on A14: TRYMER
Note on A15: TRYMER
Note on A16: TRYMER
Note on A17: TRYMER
Note on A18: TRYMER
Note on A19: TRYMER
Note on A20: TRYMER
Note on A21: TRYMER
Note on A22: TRYMER
Note on A29: ISO-C1
Note on A30: ISO-C1
Note on A38: EXTRUDED POLYSTYRENE FOAM

## Reflective Foil
BHGS - THERMAL INSULATION DIRECTORY FOIL INSULATION MANUFACTURERS/PRIVATE LABELS
Brand Code* | Product ID | Material | Type | Primary Use | Designed for Exposed Applica-tions? | Acts as a Vapor Retarder? | Labeled Thermal Perfor-mance Heatflow Up | Labeled Thermal Perfor-mance Heatflow Down | Labeled Thermal Perform-ance Heatflow Level | R, K or C Value
Reflective Foil
Covertech Flexible Packaging A Division of Balcan Innovation Inc - T 1354 |  |  |  | Updated 12/09/2021
CVR | FOIL 1XBUBBLW FL | REFLECTIVE FOIL | FACED SINGLE MATERIAL | CLG WALL FLR | YES | YES | 5.3 | 10.6 | 6.8 | R
CVR | FOIL 2XBUBBLE FL | REFLECTIVE FOIL | FACED SINGLE MATERIAL | CLG WALL FLR | YES | YES | 5.3 | 10.6 | 6.8 | R
CVR | FR POLY1BUBBLE FL | REFLECTIVE FOIL | FACED SINGLE MATERIAL | CLG WALL FLR | NO | YES | 5.3 | 10.6 | 6.8 | R
CVR | FR POLY2BUBBLE FL | REFLECTIVE FOIL | FACED SINGLE MATERIAL | CLG WALL FLR | NO | YES | 5.3 | 10.6 | 6.8 | R
* DESCRIPTION OF BRAND CODES:
CVR = COVERTECH FABRICATING
Environmentally Safe Products Inc. - T 1281 |  |  |  | Updated 04/06/2023
ESP | HOUSEWRAP 4PFNS (1) | FOIL/PE FOAM/FOIL | COMPOSITE | WALL | NO | NO | --- | --- | 4 | R
ESP | LOW-E 4LFLT (1, 2) | FOIL/PE FOAM/FOIL | COMPOSITE | CLG WALL FLR | YES | YES | 7.55 | 11 | 7.75 | R
ESP | SLAB-SHIELD 4SFSB 4MSMB (3) | PE FM/FOIL/PE FM | COMPOSITE | FLOOR | NO | YES | --- | --- | 1.4 | R
ESP | THERMA-SHEET (4) | FOIL/PE FOAM/FOIL | COMPOSITE | ROOF | NO | YES | 4 | 9 | --- | R
(1) = AVAILABLE in 4', 5', 6' widths |  |  | (3) = AVAILABLE in 4' widths only
(2) = AVAILABLE with staple flange edges or EZ Seal edge |  |  | (4) = When installed in systems without an airspace,
4LFLX (7/32") THERMA-SHEET has an R-Value of 1.03
* DESCRIPTION OF BRAND CODES:
ESP = ENVIRONMENTALLY SAFE PRODUCTS
Fi-Foil Company Inc. - T 1390 |  |  |  | Updated 12/16/2022
FFC | RBI SHIELD | REFLECTFOIL/FOIL | SYSTEM |  | CLG FLR | YES | YES | 16 | --- | R
FFC | RBI SHIELD | REFLECTFOIL/WHITE | SYSTEM |  | CLG FLR | YES | YES | 12 | --- | R
* DESCRIPTION OF BRAND CODES:
FFC = FI-FOIL CO
Innovative Insulation Inc. - T 1408 |  |  |  | Updated 06/14/2008
IN 2X4" APPLICATIONS
RXI | BP | BUBBLEPK/FOIL | SINGLE MATERIAL | CLG WALL FLR | YES | YES | 4.96 | 10.08 | 6.55 | R
IN 2X6" APPLICATIONS
RXI | BP | BUBBLEPK/FOIL | SINGLE MATERIAL | CLG WALL FLR | YES | YES | 5.16 | 11.71 | 6.65 | R
Insulation "R" is for the Reflectix plus enclosed air spaces on both sides of the product.
* DESCRIPTION OF BRAND CODES:
RXI = REFLECTIX INC
International Insulation Products - T 1512 |  |  |  | Updated 05/12/2020
ESH | ESHIELD | REFLECTIVE FOIL | COMPOSITE | ROOF DECK | YES | YES | --- | 10.9 | --- | R
SCA | SOL-R-SKIN CLASS A | REFLECTIVE FOIL | COMPOSITE | ROOF DECK | YES | YES | --- | 5.5 | --- | R
SLE | SOLRECLIPSE | REFLECTIVE FOIL | COMPOSITE | ROOF DECK | YES | YES | --- | 10.7 | --- | R
* DESCRIPTION OF BRAND CODES:
ESH = INTERNATIONAL INSULATION PRODUCTS
SCA = INTERNATIONAL INSULATION PRODUCTS
SLE = INTERNATIONAL INSULATION PRODUCTS
M-D Building Products Inc - T 1120 |  |  |  | Updated 09/24/2024
MD | 02394 | REFLECT FOIL/FM | FACED SINGLE MATERIAL | METAL | PIPES | YES | YES | 0.12 | 0.4 | R
MD | 02378 | REFLECT FOIL/FM | FACED SINGLE MATERIAL | METAL | PIPES | YES | YES | 0.12 | 0.4 | R
* DESCRIPTION OF BRAND CODES:
MD = M-D BUILDING PRODUCTS
Reflectix, Inc. - T 1543 |  |  |  | Updated 12/16/2021
RXI | BB060410V2 | BUBBLE/METAL | EXTERIOR WRAP | DUCT WRAP | YES | YES | --- | --- | ** 6.63 | R
RXI | BB060410V3 | BUBBLE/METAL | EXTERIOR WRAP | DUCT WRAP | YES | YES | --- | --- | *** 7.97 | R
IN 2X4" APPLICATIONS
RXI | BP | BUBBLEPK/FOIL | SINGLE MATERIAL | CLG WALL FLR | YES | YES | 4.96 | 10.08 | 6.55 | R
IN 2X6" APPLICATIONS
RXI | BP | BUBBLEPK/FOIL | SINGLE MATERIAL | CLG WALL FLR | YES | YES | 5.16 | 11.71 | 6.65 | R
RXI | DW | BUBBLEPK/FOIL | EXTERIOR WRAP | DUCT WRAP | YES | YES | --- | --- | ** 4.20 | R
RXI | DW | BUBBLEPK/FOIL | EXTERIOR WRAP | DUCT WRAP | YES | YES | --- | --- | *** 6.40 | R
RXI | LPW | BUBBLEPK/FOIL | SPIRAL PIPE WRAP | PIPE WRAP | YES | YES |  | NO R-VALUE CLAIMED
Insulation "R" is for the Reflectix plus enclosed air spaces on both sides of the product.
** Total R-value of duct with Reflectix attached directly to the outside duct. Measured by maintaining a 30° temperature difference.
*** R-value of duct with Reflectix installed with 3/4" airspace measured to ASTM 335 at 75° mean.
* DESCRIPTION OF BRAND CODES:
RXI = REFLECTIX INC
Resisto - T 1469 |  |  |  | Updated 09/13/2010
AYR | AYRFOILM1M | REFLECTIVE FOIL | COMPOSITE | CLG WALL FLR | YES | YES | 5.4 | 14.6 | 6.7 | R
AYR | AYRFOILM1V | REFLECTIVE FOIL | COMPOSITE | CLG WALL FLR | YES | YES | 5.4 | 14.6 | 6.7 | R
AYR | AYRFOILM2M | REFLECTIVE FOIL | COMPOSITE | CLG WALL FLR | YES | YES | 5.4 | 14.6 | 6.7 | R
AYR | AYRFOILM2V | REFLECTIVE FOIL | COMPOSITE | CLG WALL FLR | YES | YES | 5.4 | 14.6 | 6.7 | R
* DESCRIPTION OF BRAND CODES:
AYR = AYR-FOIL
Note on A5: Covertech Fabricating Inc.
Note on A6: Covertech Fabricating Inc.
Note on A7: Covertech Fabricating Inc.
Note on A8: Covertech Fabricating Inc.
Note on A15: ENVIRONMENTALLY SAFE PRODUCTS
Note on A16: ENVIRONMENTALLY SAFE PRODUCTS
Note on A17: ENVIRONMENTALLY SAFE PRODUCTS
Note on A18: ENVIRONMENTALLY SAFE PRODUCTS
Note on A28: FI-FOIL CO
Note on A29: FI-FOIL CO
Note on A37: REFLECTIX INC
Note on A39: REFLECTIX INC
Note on A48: INTERNATIONAL INSULATION PRODUCTS
Note on A49: INTERNATIONAL INSULATION PRODUCTS
Note on A50: INTERNATIONAL INSULATION PRODUCTS
Note on A67: REFLECTIX INC
Note on A69: REFLECTIX INC
Note on A72: REFLECTIX INC
Note on A75: REFLECTIX INC
Note on A77: REFLECTIX INC
Note on A79: REFLECTIX INC
Note on A81: REFLECTIX INC
Note on A95: AYR-FOIL
Note on A96: AYR-FOIL
Note on A97: AYR-FOIL
Note on A98: AYR-FOIL

## Radiant Barrier
BHGS - THERMAL INSULATION DIRECTORY RADIANT BARRIER INSULATION MANUFACTURERS/PRIVATE LABELS
Brand Code* | Product ID | Material | Type | Primary Use | Designed for Exposed Applications? | Acts as a Vapor Retarder? (Class I / II)
Radiant Barrier
Covertech Flexible Packaging A Division of Balcan Innovation Inc - T 1354 |  |  |  | Updated 12/09/2021
CVR | NT RAD BARRIER RFOIL | REFLECTIVE FOIL | FACED SINGLE MATERIAL | CLG WALL FLR | YES | YES
* DESCRIPTION OF BRAND CODES:
CVR = COVERTECH FABRICATING
Fi-Foil Company Inc. - T 1390 |  |  |  | Updated 11/14/2023
FFC | SILVERSHIELDRB | REFLECTIVE FOIL | SYSTEM | CEILING | YES | NO
FFC | RADIANT SHIELD | REFLECTIVE METALLIZED FILM | SYSTEM | CEILING | YES | NO
FFC | SKYFLEX | REFLECTIVE METALLIZED FILM (SOLID) | SYSTEM | CEILING | YES | YES
FFC | RF SHIELD | REFLECTIVE FOIL | SYSTEM | WALL | YES | NO
FFC | RF SHIELD | REFLECTIVE FOIL (SOLID) | SYSTEM | WALL | YES | YES
RGX | RADIANTGUARD XTREME | REFLECTIVE METALLIZED FILM | SYSTEM | CEILING | YES | NO
* DESCRIPTION OF BRAND CODES:
FFC = FI-FOIL CO
RGX = RADIANTGUARD XTREME
Innovative Insulation Inc. - T 1408 |  |  |  | Updated 07/10/17
RXI | RADIANT BARRIER | REFLECTIVE FOIL | SINGLE MATERIAL | CLG WALL FLR | YES | NO
SPR | RADIANT BARRIER | REFLECTIVE FOIL | SINGLE MATERIAL | CLG WALL FLR | YES | NO
SPR | RADIANT BARRIER | REFLECTIVE FOIL | SINGLE MATERIAL | CLG WALL FLR | YES | YES
* DESCRIPTION OF BRAND CODES:
RXI = REFLECTIX INC
SPR = SUPER-R
Insul-Quilts, Inc. - T 1522 |  |  |  | Updated 10/21/2020
IQ | RBF | REFLECTIVE FOIL | SINGLE MATERIAL | ROOF DECK | YES | YES
IQ | RBGB | REFLECTIVE FOIL | SINGLE MATERIAL | ROOF DECK | YES | YES
IQ | RBS | REFLECTIVE FOIL | SINGLE MATERIAL | ROOF DECK | YES | NO
* DESCRIPTION OF BRAND CODES:
IQ = Insul-Quilts Inc.
International Insulation Products - T 1512 |  |  |  | Updated 05/12/2020
SSC | SOL-R-SKIN COMPOSITE | REFLECTIVE FOIL | SYSTEM | ROOF DECK | YES | YES
* DESCRIPTION OF BRAND CODES:
SSC = INTERNATIONAL INSULATION PRODUCTS
Lamtec Corporation - T 1489 |  |  |  | Updated 03/29/2018
LAM | 30J | REFLECTIVE FOIL | SINGLE MATERIAL | ROOF DECK | YES | YES
LAM | FSKF | REFLECTIVE FOIL | SINGLE MATERIAL | ROOF DECK | YES | YES
LAM | R-3035 | REFLECTIVE FOIL | SINGLE MATERIAL | ROOF DECK | YES | YES
LAM | WHITE FSKF | REFLECTIVE FOIL | SINGLE MATERIAL | ROOF DECK | YES | YES
LAM | WMP-ASJ | REFLECTIVE FOIL | SINGLE MATERIAL | ROOF DECK | YES | YES
* DESCRIPTION OF BRAND CODES:
LAM = LAMTEC
Service Partners LLC - T 1516 |  |  |  | Updated 11/05/2020
AFS | ALUMA-FOIL HD | REFLECTIVE FOIL | SINGLE MATERIAL | CLG WALL FLR | YES | NO
AFS | ALUMA-FOIL PLUS | REFLECTIVE FOIL | SINGLE MATERIAL | CLG WALL FLR | YES | NO
AFS | ALUMA-FOIL RB | REFLECTIVE FOIL | SINGLE MATERIAL | CLG WALL FLR | YES | YES
AFS | FSKF/WHITE PW | REFLECTIVE FOIL | SINGLE MATERIAL | ROOF DECK | YES | YES
| (PB = PAINTED BLACK) | (PW = PAINTED WHITE)
* DESCRIPTION OF BRAND CODES:
AFS = ADVANCED FOIL SYSTEMS
Note on A5: Covertech Fabricating Inc.
Note on A12: FI-FOIL CO
Note on A13: FI-FOIL CO
Note on A14: FI-FOIL CO
Note on A15: FI-FOIL CO
Note on A16: FI-FOIL CO
Note on A17: RADIANTGUARD XTREME
Note on A25: REFLECTIX INC
Note on A26: SUPER-R
Note on A27: SUPER-R
Note on A35: Insul-Quilts Inc.
Note on A36: Insul-Quilts Inc.
Note on A37: Insul-Quilts Inc.
Note on A44: INTERNATIONAL INSULATION PRODUCTS
Note on A51: LAMTEC
Note on A52: LAMTEC
Note on A53: LAMTEC
Note on A54: LAMTEC
Note on A55: LAMTEC
Note on A62: ADVANCED FOIL SYSTEMS
Note on A63: ADVANCED FOIL SYSTEMS
Note on A64: ADVANCED FOIL SYSTEMS
Note on A65: ADVANCED FOIL SYSTEMS

## Foam & Spray
BHGS - THERMAL INSULATION DIRECTORY FOAM & SPRAY INSULATION MANUFACTURERS
Brand Code* | Product ID | Material | Type | Primary Use | Designed for Exposed Applications? | Acts as a Vapor Retarder? (Class I / II) | Labeled Thermal Perform-ance per Inch | R, K or C Value
Cellulose Spray or Field Applied
Applegate Greenfiber Aquisition, LLC - T 1548 |  |  |  | Updated 09/15/2022
CC | STABILIZED BLENDED | CELLULOSE | SINGLE MATERIAL | CEILING | NO | NO | 3.7 | R
CC | STABILIZED BORATE | CELLULOSE | SINGLE MATERIAL | CLG WALL FLR | NO | NO | 3.7 | R
SANC | SANCTUARY | CELLULOSE | SINGLE MATERIAL | CLG WALL FLR | NO | NO | 3.7 | R
NOTE: The above product is not intended to be used in applications
where it is exposed on the interior of walls and ceilings.
* DESCRIPTION OF BRAND CODES:
CC = COCOON
SANC = SANCTUARY
ICC Acquisitions Corporation - T 1551 |  |  |  | Updated 03/18/2025
CBW | CELBAR WALLSPRAY | CELLULOSE | SINGLE MATERIAL | WALL | NO | NO | 3.7 | R
K13 | K13 SPRAY ON | CELLULOSE | SINGLE MATERIAL | CLG WALL FLR | YES | NO | 3.7 | R
URK | UREK THERMAL BAR | CELLULOSE | SINGLE MATERIAL | CLG WALL FLR | YES | NO | 3.6 | R
* DESCRIPTION OF BRAND CODES:
CBW = CELBAR WALLSPRAY
K13 = K13 SPRAY ON
UREK = UREK THERMAL BAR
Mountain Fiber Insulation Inc. - T 1405 |  |  |  | Updated 03/19/2009
MFI | 758164000229 | CELLULOSE | SINGLE MATERIAL | WALL | YES | NO | 3.7 | R
* DESCRIPTION OF BRAND CODES:
MFI = MOUNTAIN FIBER INSULATION
Mineral Fiber Spray or Field Applied
Johns Manville - T 1039 |  |  |  | Updated 05/18/2020
JM | SPIDER PLUS | FIBER GLASS | SINGLE | WALL | NO | NO | 4.0** | R
JM | SPIDER PLUS | FIBER GLASS | SINGLE | WALL | NO | NO | 4.3*** | R
| * DESCRIPTION OF BRAND CODES: |  |  | ** = installed at a density of 1.5 lbs/ft3
| JM = JOHNS MANVILLE |  |  | *** = installed at a density of 1.8 lbs/ft3
Polyurethane Spray or Field Applied
Amrize Building Envelope, LLC - T 1558 |  |  |  | Updated 06/30/2025
ENVG | ENVERGE EASYSEAL 0.5 OPEN CELL | URETHANE | SYSTEM | CLG WALL FLR | YES | NO | 3.7 | R
ENVG | ENVERGE EASYSEAL ULTRA OPEN CELL | URETHANE | SYSTEM | CLG WALL FLR | YES | YES | 3.8 | R
ENVG | ENVERGE NEXSEAL 2.0 CLOSED CELL | URETHANE | SYSTEM | CLG WALL FLR | YES | YES | 7.2 | R
ENVG | ENVERGE NEXSEAL LE CLOSED CELL | URETHANE | SYSTEM | CLG WALL FLR | YES | YES | 7.2 | R
ENVG | ENVERGE ONEPASS HFO CLOSED CELL | URETHANE | SYSTEM | CLG WALL FLR | YES | YES | 7.2 | R
ENVG | ENVERGE SUCRASEAL OPEN CELL | URETHANE | SYSTEM | CLG WALL FLR | YES | NO | 4.1 | R
* DESCRIPTION OF BRAND CODES:
ENVG = AMRIZE BUILDING ENVELOPE, LLC
BASF Corporation - T 1153 |  |  |  | Updated 10/01/2020
BSF | AUTOFROTH 1704 | URETHANE | SINGLE MATERIAL | WALL | NO | NO | 0.15 ** | K
BSF | ELASTOPOR 19087 | URETHANE | SINGLE MATERIAL | WALL | NO | NO | 0.15 ** | K
BSF | ELASTOPOR 52210 | URETHANE | SINGLE MATERIAL | WALL | NO | NO | 0.15 ** | K
BSF | ELASTOPOR 52480 | URETHANE | SINGLE MATERIAL | WALL | NO | NO | 0.15 ** | K
BSF | ELASTOPOR 52490 | URETHANE | SINGLE MATERIAL | WALL | NO | NO | 0.15 ** | K
** = Initial K-Values
* DESCRIPTION OF BRAND CODES:
BSF = BASF CORP.
BASF Corporation (Spray-Applied PUF) - T 1423 |  |  |  | Updated 10/29/2024
BSF | ENERTITE G | URETHANE | SYSTEM | CLG WALL FLR | YES**** | NO | 3.9 | R
BSF | ENERTITE MAX | URETHANE | SYSTEM | CLG WALL FLR | YES**** | NO | 3.9 | R
BSF | ENERTITE X | URETHANE | SYSTEM | CLG WALL FLR | YES**** | NO | 4.1 | R
BSF | SKYTITE C3 2.5 | URETHANE | SYSTEM | ROOF DECK | YES**** | YES** | 6.2 | R
BSF | SKYTITE C3 2.8 | URETHANE | SYSTEM | ROOF DECK | YES**** | YES** | 6.2 | R
BSF | SKYTITE C3 3.0 | URETHANE | SYSTEM | ROOF DECK | YES**** | YES** | 6.2 | R
BSF | WALLTITE LWP | URETHANE | SYSTEM | CLG WALL FLR | YES**** | YES*** | 6.9 | R
BSF | WALLTITE MAX | URETHANE | SYSTEM | CLG WALL FLR | YES**** | YES*** | 7.4 | R
BSF | WALLTITE ONE | URETHANE | SYSTEM | CLG WALL FLR | YES**** | YES*** | 7.5 | R
| * DESCRIPTION OF BRAND CODES: |  | ****-Per applicable code and testing
| BSF = BASF CORP. |  | 2013 California Building Code Sec. 2603.4.1 and Sec. 2603.1
| **-Permeance <1.0 Perm at thickness >= 1.0 in. |  | 2013 California Residential Code Sec. R316.5 and Sec. R316.6
| ***-Permeance <1.0 Perm at thickness >= 1.5 in. |  | ICC Evaluation Service Acceptance Criteria for Spray-applied Insulation (AC377), Appendix X
ICC 1100-2019 Standard for Spray-Applied Polyurethane Foam Plastic
Carlisle Spray Foam Insulation - T 1513 |  |  |  | Updated 05/05/2025
CSFI | FOAMSULATE 50 | URETHANE | SINGLE MATERIAL | CLG WALL FLR | NO | NO | 3.7 | R
CSFI | FOAMSULATE HFO 2.0 | URETHANE | SINGLE MATERIAL | CLG WALL FLR | NO | YES** | 7.2 | R
CSFI | FOAMSULATE HY | URETHANE | SINGLE MATERIAL | CLG WALL FLR | YES | NO | 3.6 | R
CSFI | FOAMSULATE OCX | URETHANE | SINGLE MATERIAL | CLG WALL FLR | NO | NO | 3.7 | R
CSFI | SEALTITE PRO HFO | URETHANE | SINGLE MATERIAL | CLG WALL FLR | NO | YES** | 7.2 | R
CSFI | SEALTITE PRO HIGH YIELD | URETHANE | SINGLE MATERIAL | CLG WALL FLR | YES | NO | 3.6 | R
CSFI | SEALTITE PRO NO MIX | URETHANE | SINGLE MATERIAL | CLG WALL FLR | NO | NO | 3.7 | R
CSFI | SEALTITE PRO NO TRIM 21 | URETHANE | SINGLE MATERIAL | CLG WALL FLR | NO | NO | 4.4 | R
CSFI | SEALTITE PRO OCX | URETHANE | SINGLE MATERIAL | CLG WALL FLR | NO | NO | 3.7 | R
CSFI | SEALTITE PRO OPEN CELL | URETHANE | SINGLE MATERIAL | CLG WALL FLR | NO | NO | 3.9 | R
**Materials have less than 1 perm at thickness greater than 1 inch for SEALTITE PRO HFO and FOAMSULATE HFO 2.0
2022 California Residential Code R316.3, R316.5, R316.6
2022 California Building Code Sec. 2603.1.1
ICC Evaluation Service Acceptance Criteria for Spray-applied Insulation (AC377), Appendix X
ICC 1100-2019 Standard for Spray-Applied Polyurethane Foam Plastic
* DESCRIPTION OF BRAND CODES:
CSFI = CARLISLE SPRAY FOAM INSULATION
Creative Polymer Solutions, LLC. - T 1549 |  |  |  | Updated 12/06/2022
AFOC | ACCUFOAM™ OC | URETHANE | COMPOSITE | CLG WALL FLR | NO | NO | 3.7 | R
AFCC | ACCUFOAM™ CC-HFO | URETHANE | COMPOSITE | CLG WALL FLR | NO | NO | 7.5 | R
AFCR | ACCUFOAM™ CCR-HFO | URETHANE | COMPOSITE | ROOF DECK | NO | NO | 7 | R
* DESCRIPTION OF BRAND CODES:
AFOC = ACCUFOAM™ OC
AFCC = ACCUFOAM™ CC-HFO
AFCR = ACCUFOAM™ CCR-HFO
DAP Global Inc. - T 1343 |  |  |  | Updated 11/28/2023
DGI | ALL-PURPOSE GF | URETHANE | COMPOSITE | CLG WALL FLR | NO | NO | 5.4 | R
DGI | ASGF 24OZ | URETHANE | COMPOSITE | CLG WALL FLR | NO | NO | 5.4 | R
DGI | BARRIER | URETHANE | COMPOSITE | CLG WALL FLR | NO | NO | 4.1 | R
DGI | BLACK - RV 24OZ | URETHANE | COMPOSITE | CLG WALL FLR | NO | NO | 5.4 | R
DGI | FOAMKIT 110/200/600/750/HVAC | URETHANE | COMPOSITE | CLG WALL FLR | NO | YES | 6.6 | R
DGI | FOAMKIT 300/1000/CP1200FR | URETHANE | COMPOSITE | CLG WALL FLR | NO | NO | 4.1 | R
DGI | GFII FIREBLOCK | URETHANE | COMPOSITE | CLG WALL FLR | NO | NO | 5.4 | R
DGI | HOMESEAL | URETHANE | COMPOSITE | CLG WALL FLR | NO | NO | 5.4 | R
DGI | MAXFILL-QC 12/24OZ | URETHANE | COMPOSITE | CLG WALL FLR | NO | NO | 4.1 | R
DGI | MOUSHIELD | URETHANE | COMPOSITE | CLG WALL FLR | NO | NO | 4.1 | R
DGI | NOWARP 12/16/20OZ | URETHANE | COMPOSITE | CLG WALL FLR | NO | NO | 5.4 | R
DGI | QC 10/16LB LGWP | URETHANE | COMPOSITE | CLG WALL FLR | NO | NO | 4.1 | R
DGI | REFILL 17/60/120GAL | URETHANE | COMPOSITE | CLG WALL FLR | NO | YES | 6.2 | R
DGI | W&C 20OZ, 10/20/23LB | URETHANE | COMPOSITE | CLG WALL FLR | NO | NO | 4.1 | R
* DESCRIPTION OF BRAND CODES:
DGI = DAP GLOBAL INC.
DuPont de Nemours Inc. - T 1536 |  |  |  | Updated 04/21/2020
FP | FROTH-PAK | URETHANE | SINGLE MATERIAL | CLG WALL FLR | --- | NO | 6 | R
PF | DOWGSP24OZ | URETHANE | SINGLE MATERIAL | CLG WALL FLR | --- | NO | 3.6 | R
* DESCRIPTION OF BRAND CODES:
FP = FROTH-PAK
PF = DOWGSP24OZ
Franklin International - T 1525 |  |  |  | Updated 10/03/2023
TB | WEATHERMASTER X-TREME FIREBLOCK FOAM SEALANT | URETHANE | COMPOSITE | CLG WALL FLR | NO | NO | 4.5 | R
TB | WEATHERMASTER X-TREME MULTI-PURPOSE FOAM SEALANT | URETHANE | COMPOSITE | CLG WALL FLR | NO | NO | 4.7 | R
TB | WEATHERMASTER X-TREME WINDOW & DOOR FOAM SEALANT | URETHANE | COMPOSITE | CLG WALL FLR | NO | NO | 4.7 | R
* DESCRIPTION OF BRAND CODES:
TB= TITEBOND
General Coatings Manufacturing Corporation - T 1491 |  |  |  | Updated 11/14/2023
ULT | ULTRA-THANE 050 | URETHANE | COMPOSITE | CLG WALL FLR | NO | NO | 3.9 | R
ULT | ULTRA-THANE 205 HFO | URETHANE | COMPOSITE | CLG WALL FLR | NO | YES** | 7.6 | R
ULT | ULTRA-THANE 205 HFO HIGH LIFT | URETHANE | COMPOSITE | CLG WALL FLR | NO | YES** | 7.9 | R
ULT | ULTRA-THANE 230 | URETHANE | COMPOSITE | CLG WALL FLR | NO | YES** | 6.49 | R
ULT | ULTRA-THANE 230 | URETHANE | COMPOSITE | ROOF DECK | NO | NO | 6.7 | R
ULT | ULTRA-THANE 230 HFO | URETHANE | COMPOSITE | ROOF DECK | NO | NO | 6.9 | R
ULT | ULTRA-THANE OCX | URETHANE | COMPOSITE | CLG WALL FLR | YES | NO | 4.1 | R
UPC | UPC-500 | URETHANE | COMPOSITE | CLG WALL FLR | NO | NO | 3.9 | R
UPC | UPC-500 OCX | URETHANE | COMPOSITE | CLG WALL FLR | YES | NO | 4.1 | R
UPC | UPC-2.0 | URETHANE | COMPOSITE | CLG WALL FLR | NO | YES** | 6.8 | R
UPC | UPC 2.0 HFO | URETHANE | COMPOSITE | CLG WALL FLR | NO | YES** | 7.6 | R
UPC | UPC 2.0 HFO HIGH LIFT | URETHANE | COMPOSITE | CLG WALL FLR | NO | YES** | 7.9 | R
**AT A MINIMUM OF 1.8 INCHES THESE PRODUCTS HAVE A PERM RATING OF 1 OR LESS.
* DESCRIPTION OF BRAND CODES:
ULT = ULTRATHANE
UPC = UNIVERSAL POLYMERS CORPORATION
Green Shield Products, LLC. - T 1552 |  |  |  | Updated 02/22/2024
GSP | GREENSEAL 2.5 HFO | URETHANE | SINGLE MATERIAL | ROOF DECK | NO | YES | 6.8 | R
GSP | GREENSEAL 2.8 HFO | URETHANE | SINGLE MATERIAL | ROOF DECK | NO | YES | 6.8 | R
GSP | GREENSEAL 3.0 HFO | URETHANE | SINGLE MATERIAL | ROOF DECK | NO | YES | 6.8 | R
* DESCRIPTION OF BRAND CODES:
GSP = GREEN SHIELD PRODUCTS
Henry A Carlisle Company - T 1228 |  |  |  | Updated 02/20/2024
ACC | PREMIR+ EVO 40 | URETHANE | SINGLE MATERIAL | ROOF DECK | NO | YES | 6.8 | R
ACC | PREMIR+ EVO 60 | URETHANE | SINGLE MATERIAL | ROOF DECK | NO | YES | 6.8 | R
ACC | PREMIR+ EVO 70 | URETHANE | SINGLE MATERIAL | ROOF DECK | NO | YES | 6.8 | R
* DESCRIPTION OF BRAND CODES:
ACC = ACCELLA
Huntsman Building Solutions USA LLC - T 1499 |  |  |  | Updated 04/18/2024
APX | DEMILEC APX | URETHANE | SYSTEM | ROOF DECK | NO | YES | 3.7 | R
ECO | PROSEAL ECO | URETHANE | SINGLE MATERIAL | CLG WALL FLR | NO | YES | 4.9 | R
HLH | HEATLOK HFO PRO | URETHANE | SYSTEM | CLG WALL FLR | YES | YES | 7.4 | R
HLX | HEATLOK XT S | URETHANE | SYSTEM | CLG WALL FLR | YES | YES | 6.7 | R
HLX | HEATLOK XT W | URETHANE | SYSTEM | CLG WALL FLR | YES | YES | 6.9 | R
HPL | HEATLOK PLUS | URETHANE | SYSTEM | CLG WALL FLR | YES | YES | 6.8 | R
IC7 | ICYNENE CLASSIC 75 | URETHANE | SINGLE MATERIAL | CLG WALL FLR | NO | NO | 4 | R
ICY | ICYNENE CLASSIC 45 | URETHANE | SINGLE MATERIAL | CLG WALL FLR | NO | NO | 3.7 | R
IH8 | ICYNENE HIGH-R 80 | URETHANE | SYSTEM | CLG WALL FLR | NO | NO | 4.5 | R
IHM | ICYNENE HFO MAX | URETHANE | SYSTEM | CLG WALL FLR | YES | YES | 7.5 | R
INM | ICYNENE OC NO-MIX | URETHANE | SYSTEM | WALL | NO | NO | 3.8 | R
IU5 | ICYNENE ULTRA 50 | URETHANE | SYSTEM | CLG WALL FLR | NO | NO | 3.81 | R
IXS | ICYNENE XPRESS 55 | URETHANE | SYSTEM | CLG WALL FLR | NO | NO | 3.66 | R
LDR | CLASSIC ECO | URETHANE | SINGLE MATERIAL | CLG WALL FLR | NO | NO | 3.7 | R
LPI | FL 2000 | URETHANE | SYSTEM | WALL | NO | YES | 6.3 | R
LPI | FL 2000-4G | URETHANE | SYSTEM | WALL | NO | YES | 6.8 | R
MAX | CLASSIC MAX | URETHANE | SINGLE MATERIAL | CLG WALL FLR | NO | NO | 3.7 | R
MDC | MDC-200 | URETHANE | SINGLE MATERIAL | CLG WALL FLR | NO | YES | 6.1 | R
MDR | MDR-210 | URETHANE | SINGLE MATERIAL | CLG WALL FLR | NO | YES** | 4.9 | R
V3 | PROSEAL | URETHANE | SINGLE MATERIAL | CLG WALL FLR | NO | YES | 7 | R
** AT 2.3 INCH THICKNESS
* DESCRIPTION OF BRAND CODES:
| APX = DEMILEC APX | INM = ICYNENE OC NO-MIX
| ECO = PROSEAL ECO | IU5 = ICYNENE ULTRA 50
| HLH = HEATLOK HFO | IXS = ICYNENE XPRESS
| HLX = HEATLOK XT | LDR = ICYNENE LD-R
| HPL = HEATLOK PLUS | LPI = LAPOLLA INDUSTRIES
| IC7 = ICYNENE CLASSIC 75 | MAX = CLASSIC MAX
| ICY = ICYNENE CLASSIC 45 | MDC = MDC
| IH8 = ICYNENE HIGH-R 80 | MDR = MDR
| IHM = ICYNENE HFO MAX | V3 = PROSEAL
ICP Building Solutions Group - T 1540 |  |  |  | Updated 03/12/2025
HF | CV HFO | URETHANE | SYSTEM | CLG WALL FLR | NO | NO | 6.4 | R
HF | E84 HFO | URETHANE | SYSTEM | CLG WALL FLR | YES** | NO | 6.1 | R
HF | E84 SPF HFO | URETHANE | SYSTEM | CLG WALL FLR | YES** | NO | 6.1 | R
AP | FOAM SYSTEM | URETHANE | SYSTEM | CLG WALL FLR | NO | NO | 6.44 | R
HF | FR HFO | URETHANE | SYSTEM | CLG WALL FLR | NO | NO | 6.44 | R
HF | HC SEALANTS | URETHANE | SINGLE MATERIAL | CLG WALL FLR | NO | NO | 4.7 | R
HF | HIGH DENSITY | URETHANE | SYSTEM | ROOF PATCH | NO | NO | 5.2 | R
HF | OPEN CELL HFO | URETHANE | SYSTEM | CLG WALL FLR | NO | NO | 4.4 | R
* DESCRIPTION OF BRAND CODES:
HF = HANDI-FOAM AP = APOC
**-at Roof/Wall juncturres exposed at 2 inch thickness x 6 inch depthxunlimited length.
***-Permeance <1.0 Perm at thickness >= 1.5 in.
****-Per applicable code and testing
2013 California Building Code Sec. 2603.4.1 and Sec. 2603.1
2013 California Residentail Code Sec. R316.5 and Sec. R316.6
ICC Evaluation Service Acceptance Criteria for Spray-applied Insulation (AC377), Appendix X
Johns Manville - T 1468 |  |  |  | Updated 11/02/2023
JMC | JM CORBOND HY OC SPF | URETHANE | SYSTEM | CLG WALL FLR | NO | NO | 3.6 | R
JMC | JM CORBOND IV | URETHANE | SYSTEM | CLG WALL FLR | YES* | YES | 7 | R
JMC | JM CORBOND OC SPF | URETHANE | SYSTEM | CLG WALL FLR | NO | NO | 3.8 | R
* DESCRIPTION OF BRAND CODES:
| JMC = JMCCORBOND | * Does not need an ignition barrier in unoccupied attics or crawl spaces
Natural Polymers LLC - T 1539 |  |  |  | Updated 10/12/2021
NT | NT0 | URETHANE | SYSTEM | CLG WALL FLR | YES | NO | 6.3 | R
NT | NT05 | URETHANE | SYSTEM | CLG WALL FLR | YES | NO | 3.7 | R
NT | NT05IB | URETHANE | SYSTEM | CLG WALL FLR | YES | NO | 3.7 | R
NT | NT10 | URETHANE | SYSTEM | CLG WALL FLR | YES | NO | 4.9 | R
NT | NT20HFOIBW | URETHANE | SYSTEM | CLG WALL FLR | YES | NO | 7.2 | R
NT | NTL | URETHANE | SYSTEM | CLG WALL FLR | YES | NO | 3.7 | R
* DESCRIPTION OF BRAND CODES:
NT=Natural-Therm
NCFI Polyurethanes - T 1401 |  |  |  | Updated 10/28/2021
END | NCFI 10-011 | POLYURETHANE | SINGLE MATERIAL | ROOF DECK | NO | YES | 6.9 | R
END | NCFI 10-013 | POLYURETHANE | SINGLE MATERIAL | ROOF DECK | NO | YES | 6.8 | R
END | NCFI 10-016 | POLYURETHANE | SINGLE MATERIAL | ROOF DECK | NO | YES | 6.1 | R
INS | INSULSTAR | POLYURETHANE | SINGLE MATERIAL | CLG WALL FLR | YES | YES | 6.8 | R
INS | NCFI 11-016 | POLYURETHANE | SINGLE MATERIAL | CLG WALL FLR | YES | YES | 6.4 | R
INS | NCFI 11-033 | POLYURETHANE | SINGLE MATERIAL | CLG WALL FLR | YES | YES | 6.7 | R
INS | NCFI 11-036 | POLYURETHANE | SINGLE MATERIAL | CLG WALL FLR | YES | YES | 6.9 | R
INS | NCFI 11-037 | POLYURETHANE | SINGLE MATERIAL | CLG WALL FLR | YES | YES | 6.9 | R
SEA | NCFI 12-008 | POLYURETHANE | SINGLE MATERIAL | CLG WALL FLR | YES | NO | 3.8 | R
T/I | INSULBLOC | POLYURETHANE | SINGLE MATERIAL | CLG WALL FLR | YES | YES | 6.4 | R
* DESCRIPTION OF BRAND CODES:
END = ENDURATECH SEA = SEALITE
INS = INSULSTAR T/I = THERMALSTOP/INSULBLOC
Polyglass USA - T 1529 |  |  |  | Updated 11/14/2023
PPF | POLYPUF H-1 | URETHANE | COMPOSITE | ROOF DECK | NO | NO | 6.9 | R
PPF | POLYPUF RG | URETHANE | COMPOSITE | ROOF DECK | NO | NO | 6.62 | R
* DESCRIPTION OF BRAND CODES:
PPF = POLYPUF RG
Quadrant Performance Materials, LLC - T 1553 |  |  |  | Updated 12/12/2024
QPOC | ENVIROSEAL OC PLATINUM | URETHANE | SYSTEM | CLG WALL FLR | NO | YES | 3.8 | R
QPOX | ENVIROSEAL OCX PLATINUM | URETHANE | SYSTEM | CLG WALL FLR | NO | YES | 3.7 | R
QPCC | ENVIROSEAL CC PLATINUM MAX | URETHANE | SYSTEM | CLG WALL FLR | YES | NO | 7.2 | R
* DESCRIPTION OF BRAND CODES:
QPOC: QUADRANT PERFORMANCE OPEN CELL
QPOX: QUADRANT PERFORMANCE OPEN CELL X
QPCC: QUADRANT PERFORMANCE CLOSED CELL
Rhino Linings Corporation - T 1490 |  |  |  | Updated 11/22/2023
TGC | THERMAL GUARD CC2 ECO | URETHANE | SINGLE | CLG WALL FLR | NO | YES | 6 | R
TGO | THERMAL GUARD OC 1 | URETHANE | SINGLE | CLG WALL FLR | NO | YES | 4.7 | R
TGO | THERMAL GUARD OC 500 | URETHANE | SINGLE | CLG WALL FLR | NO | YES | 3.5 | R
* DESCRIPTION OF BRAND CODES:
TGC = THERMAL GUARD CLOSED CELL
TGO = THERMAL GUARD OPEN CELL
SWD Urethane Company - T 1031 |  |  |  | Updated 12/28/2021
SWD | QUIK-SHIELD 100X | URETHANE | SINGLE MATERIAL | CLG WALL FLR | --- | NO | 3.7 | R
SWD | QUIK-SHIELD 104EZ | URETHANE | SINGLE MATERIAL | CLG WALL FLR | --- | NO | 3.9 | R
SWD | QUIK-SHIELD 106 | URETHANE | SINGLE MATERIAL | CLG WALL FLR | --- | NO | 3.7 | R
SWD | QUIK-SHIELD 108 | URETHANE | SINGLE MATERIAL | CLG WALL FLR | --- | NO | 3.6 | R
SWD | QUIK-SHIELD 144 | URETHANE | SINGLE MATERIAL | CLG WALL FLR | --- | YES | 7.5 | R
SWD | QUIK-SHIELD 155 | URETHANE | SINGLE MATERIAL | ROOF DECK | --- | NO | 5 | R
* DESCRIPTION OF BRAND CODES:
SWD = SOUTHWEST DISTRIBUTING
Tiger Foam Insulation - T 1528 |  |  |  | Updated 06/29/2021
TF | TIGERFOAM FAST RISE | URETHANE | COMPOSITE | CLG WALL FLR | NO | NO | 6 | R
TF | TIGERFOAM OPEN CELL | URETHANE | COMPOSITE | CLG WALL FLR | NO | NO | 4.3 | R
TF | TIGERFOAM QUICK CURE | URETHANE | COMPOSITE | CLG WALL FLR | NO | NO | 6 | R
* DESCRIPTION OF BRAND CODES:
TF = TIGERFOAM
Note on A5: COCOON
Note on A6: COCOON
Note on A7: SANCTUARY
Note on A18: DEMILEC APX
Note on A19: PROSEAL ECO
Note on A20: HEATLOK HFO
Note on A29: MOUNTAIN FIBER INSULATION
Note on A37: JOHNS MANVILLE
Note on A38: JOHNS MANVILLE
Note on A46: HOLCIM SOLUTIONS AND PRODUCTS U.S., LLC
Note on A47: HOLCIM SOLUTIONS AND PRODUCTS U.S., LLC
Note on A48: HOLCIM SOLUTIONS AND PRODUCTS U.S., LLC
Note on A49: HOLCIM SOLUTIONS AND PRODUCTS U.S., LLC
Note on A50: HOLCIM SOLUTIONS AND PRODUCTS U.S., LLC
Note on A51: HOLCIM SOLUTIONS AND PRODUCTS U.S., LLC
Note on A58: BASF CORP
Note on A59: BASF CORP
Note on A60: BASF CORP
Note on A61: BASF CORP
Note on A62: BASF CORP
Note on A71: BASF CORP
Note on A72: BASF CORP
Note on A73: BASF CORP
Note on A74: BASF CORP
Note on A75: BASF CORP
Note on A76: BASF CORP
Note on A77: BASF CORP
Note on A78: BASF CORP
Note on A79: BASF CORP
Note on A89: Carlisle Spray Foam Insulation
Note on A90: Carlisle Spray Foam Insulation
Note on A91: Carlisle Spray Foam Insulation
Note on A92: Carlisle Spray Foam Insulation
Note on A93: Carlisle Spray Foam Insulation
Note on A94: Carlisle Spray Foam Insulation
Note on A95: Carlisle Spray Foam Insulation
Note on A96: Carlisle Spray Foam Insulation
Note on A97: Carlisle Spray Foam Insulation
Note on A98: Carlisle Spray Foam Insulation
Note on A111: ACCUFOAM™ OC
Note on A112: ACCUFOAM™ CC-HFO
Note on A113: ACCUFOAM™ CCR-HFO
Note on A122: DAP GLOBAL INC.
Note on A123: DAP GLOBAL INC.
Note on A124: DAP GLOBAL INC.
Note on A125: DAP GLOBAL INC.
Note on A126: DAP GLOBAL INC.
Note on A127: DAP GLOBAL INC.
Note on A128: DAP GLOBAL INC.
Note on A129: DAP GLOBAL INC.
Note on A130: DAP GLOBAL INC.
Note on A131: DAP GLOBAL INC.
Note on A132: DAP GLOBAL INC.
Note on A133: DAP GLOBAL INC.
Note on A134: DAP GLOBAL INC.
Note on A135: DAP GLOBAL INC.
Note on A142: FROTH-PAK
Note on A143: DOWGSP24OZ
Note on A151: TITEBOND
Note on A152: TITEBOND
Note on A153: TITEBOND
Note on A159: ULTRATHANE
Note on A160: ULTRATHANE
Note on A161: ULTRATHANE
Note on A162: ULTRATHANE
Note on A163: ULTRATHANE
Note on A164: ULTRATHANE
Note on A165: ULTRATHANE
Note on A166: UNIVERSAL POLYMERS CORPORATION
Note on A167: UNIVERSAL POLYMERS CORPORATION
Note on A168: UNIVERSAL POLYMERS CORPORATION
Note on A169: UNIVERSAL POLYMERS CORPORATION
Note on A170: UNIVERSAL POLYMERS CORPORATION
Note on A180: GREEN SHIELD PRODUCTS
Note on A181: GREEN SHIELD PRODUCTS
Note on A182: GREEN SHIELD PRODUCTS
Note on A189: ACCELLA
Note on A190: ACCELLA
Note on A191: ACCELLA
Note on A198: DEMILEC APX
Note on A199: PROSEAL ECO
Note on A200: HEATLOK HFO
Note on A201: HEATLOK XT
Note on A202: HEATLOK XT
Note on A203: HEATLOK PLUS
Note on A204: ICYNENE CLASSIC 75
Note on A205: ICYNENE CLASSIC 45
Note on A206: ICYNENE HIGH-R 80
Note on A207: HEATLOK HFO
Note on A208: ICYNENE OC NO-MIX
Note on A209: ICYNENE ULTRA 50
Note on A210: ICYNENE XPRESS
Note on A211: ICYNENE LD-R
Note on A212: LAPOLLA INDUSTRIES
Note on A213: LAPOLLA INDUSTRIES
Note on A214: CLASSIC MAX
Note on A215: MDC
Note on A216: MDR
Note on A217: PROSEAL
Note on A234: HANDI-FOAM
Note on A235: HANDI-FOAM
Note on A236: HANDI-FOAM
Note on A237: APOC
Note on A238: HANDI-FOAM
Note on A239: HANDI-FOAM
Note on A240: HANDI-FOAM
Note on A241: HANDI-FOAM
Note on A254: JMCCORBOND
Note on A255: JMCCORBOND
Note on A256: JMCCORBOND
Note on A263: Natural-Therm
Note on A264: Natural-Therm
Note on A265: Natural-Therm
Note on A266: Natural-Therm
Note on A267: Natural-Therm
Note on A268: Natural-Therm
Note on A275: ENDURATECH
Note on A276: ENDURATECH
Note on A277: ENDURATECH
Note on A278: INSULSTAR
Note on A279: INSULSTAR
Note on A280: INSULSTAR
Note on A281: INSULSTAR
Note on A282: INSULSTAR
Note on A283: SEALITE
Note on A284: THERMALSTOP/INSULBLOC
Note on A292: POLYPUF RG
Note on A293: POLYPUF RG
Note on A300: QUADRANT PERFORMANCE MATERIALS
Note on A301: QUADRANT PERFORMANCE MATERIALS
Note on A302: QUADRANT PERFORMANCE MATERIALS
Note on A311: THERMAL GUARD CLOSED CELL
Note on A312: THERMAL GUARD OPEN CELL
Note on A313: THERMAL GUARD OPEN CELL
Note on A321: SOUTHWEST DISTRIBUTING
Note on A322: SOUTHWEST DISTRIBUTING
Note on A323: SOUTHWEST DISTRIBUTING
Note on A324: SOUTHWEST DISTRIBUTING
Note on A325: SOUTHWEST DISTRIBUTING
Note on A326: SOUTHWEST DISTRIBUTING
Note on A333: TIGERFOAM
Note on A334: TIGERFOAM
Note on A335: TIGERFOAM

## Loose Fill
BHGS - THERMAL INSULATION DIRECTORY LOOSE FILL INSULATION MANUFACTURERS/PRIVATE LABELS
Brand Code* | Product ID | Material | Type | Primary Use | Designed for Exposed Applications? | Acts as a Vapor Retarder? (Class I / II) | Design Density Lbs per Cubic Foot | Labeled Thermal Performance per Inch
Cellulose Fiber Loose Fill
Applegate Greenfiber Aquisition, LLC - T 1548 |  |  |  | Updated 01/24/2025
GF | ORKIN | CELLULOSE | SINGLE MATERIAL | CLG | YES | NO | 1.6 | 3.65 | R
GF | INSTAP | CELLULOSE | SINGLE MATERIAL | CLG | YES | NO | 1.6 | 3.65 | R
SP | SANCTUARY DEFENSE | CELLULOSE | SINGLE MATERIAL | CLG WALL FLR | YES | NO | 1.5 | 3.65 | R
SANC | SANCTUARY | CELLULOSE | SINGLE MATERIAL | CLG WALL FLR | YES | NO | 1.5 | 3.65 | R
* DESCRIPTION OF BRAND CODES:
GF= APPLEGATE INSULATION SYSTEMS
SANC = SANCTUARY
SP= SANCTUARY DEFENSE
Mountain Fiber Insulation Inc. - T 1405 |  |  |  | Updated 3/19/2009
MFI | 758164000441 | CELLULOSE | SINGLE MATERIAL | CLG WALL FLR | YES | NO | 1.60 | 3.7 | R
* DESCRIPTION OF BRAND CODES:
MFI = MOUNTAIN FIBER INSULATION
Mineral Fiber Loose Fill
Certainteed Corporation - T 1023 |  |  |  | Updated 10/20/2024
CT | INSULSAFE SP | FIBER GLASS | SINGLE MATERIAL | CEILING | YES | NO | 0.47 | 2.55 | R
CT | INSULSAFE SP | FIBER GLASS | SINGLE MATERIAL | WALL FLR | NO | NO | 1.6 | 4 | R
CT | INSULSAFE SP | FIBER GLASS | SINGLE MATERIAL | WALL FLR | NO | NO | 2.3 | 4.24 | R
CT | OPTIMA | FIBER GLASS | SINGLE MATERIAL | WALL | NO | NO | 1.6 | 4.06 | R
CT | OPTIMA | FIBER GLASS | SINGLE MATERIAL | WALL FLR | NO | NO | 1.8 | 4.2 | R
CT | ULTRATHERM | FIBER GLASS | SINGLE MATERIAL | CEILING | YES | NO | 0.6 | 2.35 | R
CT | ULTRATHERM S&R | FIBER GLASS | SINGLE MATERIAL | CEILING | YES | NO | 1 | 2.8 | R
* DESCRIPTION OF BRAND CODES:
CT = CERTAINTEED
Johns Manville - T 1039 |  |  |  | Updated 10/28/2021
JM | ATTIC PROTECTOR | FIBER GLASS | SINGLE MATERIAL | CEILING | YES | NO | 0.38 | 2.42 | R
JM | B-770 HIGH DENSITY BLOWING WOOL | FIBER GLASS | SINGLE MATERIAL | CEILING | YES | NO | 0.97 | 2.29 | R
JM | CLIMATE PRO BW | FIBER GLASS | SINGLE MATERIAL | CEILING | YES | NO | 0.41 | 2.78 | R
JM | CLIMATE PRO MH | FIBER GLASS | SINGLE MATERIAL | CEILING | YES | NO | 0.87 | 3.53 | R
*DESCRIPTION OF BRAND CODES:
JM = JOHNS MANVILLE
Knauf Insulation - T 1002 |  |  |  | Updated 01/07/2021
KNF | BROWN LABEL | FIBER GLASS | SINGLE MATERIAL | CEILING | YES | NO | 0.55 | 2.4 | R
KNF | ECOFILL WX | FIBER GLASS | SINGLE MATERIAL | WALL | NO | NO | 2 | 4.2 | R
KNF | ECOFILL WX | FIBER GLASS | SINGLE MATERIAL | CEILING | YES | NO | 0.51 | 2.89 | R
KNF | JETSPRAY THERMAL | FIBER GLASS | SINGLE MATERIAL | WALL | NO | NO | 2 | 4 | R
KNF | JET STREAM ULTRA | FIBER GLASS | SINGLE MATERIAL | WALL | NO | NO | 1.8 | 4.2 | R
KNF | JET STREAM ULTRA | FIBER GLASS | SINGLE MATERIAL | CEILING | YES | NO | 0.505 | 2.89 | R
KNF | MANUFACTURED HOUSING BW | FIBER GLASS | SINGLE MATERIAL | CEILING | YES | NO | 0.539 | 2.96 | R
KNF | SUPERCUBE | FIBER GLASS | SINGLE MATERIAL | CEILING | YES | NO | 0.52 | 2.4 | R
* DESCRIPTION OF BRAND CODES:
KNF = KNAUF INSULATION
Owens Corning Insulating Systems LLC - T 1428 |  |  |  | Updated 08/09/2018
FG | ATTICAT BLOWN-IN | FIBER GLASS | SINGLE MATERIAL | CEILING | YES | NO | 0.475 | 2.86 | R
FG | PROCAT BLOWN-IN | FIBER GLASS | SINGLE MATERIAL | CEILING/WALL | YES | NO | 0.475 | 2.86 | R
FG | PROPINK | FIBER GLASS | SINGLE MATERIAL | CEILING | YES | NO | 0.475 | 2.86 | R
FG | PROPINK | FIBER GLASS | SINGLE MATERIAL | WALL | YES | NO | 1.3 | 4 | R
FG | PROPINK | FIBER GLASS | SINGLE MATERIAL | WALL | YES | NO | 1.8 | 4.36 | R
FG | PROPINK | FIBER GLASS | SINGLE MATERIAL | ROOF | YES | NO | 1.3 | 4 | R
FG | THERMAGLAS LF | FIBER GLASS | SINGLE MATERIAL | CEILING | YES | NO | 0.68 | 2.55 | R
* DESCRIPTION OF BRAND CODES:
FG = FIBERGLAS
Note on A5: APPLEGATE INSULATION SYSTEMS LLC
Note on A6: APPLEGATE INSULATION SYSTEMS LLC
Note on A7: SUPREME PLUS
Note on A8: SANCTUARY
Note on A18: MOUNTAIN FIBER INSULATION
Note on A25: CERTAINTEED
Note on A26: CERTAINTEED
Note on A27: CERTAINTEED
Note on A28: CERTAINTEED
Note on A29: CERTAINTEED
Note on A30: CERTAINTEED
Note on A31: CERTAINTEED
Note on A38: JOHNS MANVILLE
Note on A39: JOHNS MANVILLE
Note on A40: JOHNS MANVILLE
Note on A41: JOHNS MANVILLE
Note on A48: KNAUF INSULATION
Note on A49: KNAUF INSULATION
Note on A50: KNAUF INSULATION
Note on A51: KNAUF INSULATION
Note on A52: KNAUF INSULATION
Note on A53: KNAUF INSULATION
Note on A54: KNAUF INSULATION
Note on A55: KNAUF INSULATION
Note on A62: FIBERGLAS
Note on A63: FIBERGLAS
Note on A64: FIBERGLAS
Note on A65: FIBERGLAS
Note on A66: FIBERGLAS
Note on A67: FIBERGLAS
Note on A68: FIBERGLAS

## Water Heater, Duct, Pipe Wrap
BHGS - THERMAL INSULATION DIRECTORY WATER HEATER, DUCT, PIPE WRAP INSULATION MANUFACTURERS
Brand Code | Product ID | Material | Type | Facing | Primary Use | Designed for Exposed Applica-tions? | Acts as a Vapor Retarder? (Class I / II) | Labeled Product Thickness Inches | Labeled Thermal Perform-ance | R, K or C Value
Mineral Fiber Water Heater, Duct & Pipe Wrap
Certainteed Corporation - T 1023 |  |  |  | Updated 10/20/2024
CT | CRIMPWRAP | FIBER GLASS | FACED SINGLE MATERIAL | ASJ | EQUIP/PIPES | YES | YES | 1 | 0.26 | K
CT | CRIMPWRAP | FIBER GLASS | FACED SINGLE MATERIAL | ASJ | EQUIP/PIPES | YES | YES | 1.5 | 0.26 | K
CT | CRIMPWRAP | FIBER GLASS | FACED SINGLE MATERIAL | ASJ | EQUIP/PIPES | YES | YES | 2 | 0.26 | K
CT | CRIMPWRAP | FIBER GLASS | FACED SINGLE MATERIAL | ASJ | EQUIP/PIPES | YES | YES | 2.5 | 0.26 | K
CT | CRIMPWRAP | FIBER GLASS | FACED SINGLE MATERIAL | ASJ | EQUIP/PIPES | YES | YES | 3 | 0.26 | K
CT | CRIMPWRAP | FIBER GLASS | FACED SINGLE MATERIAL | ASJ | EQUIP/PIPES | YES | YES | 3.5 | 0.26 | K
CT | CRIMPWRAP | FIBER GLASS | FACED SINGLE MATERIAL | ASJ | EQUIP/PIPES | YES | YES | 4 | 0.26 | K
CT | CRIMPWRAP | FIBER GLASS | FACED SINGLE MATERIAL | FSP | EQUIP/PIPES | YES | YES | 1 | 0.26 | K
CT | CRIMPWRAP | FIBER GLASS | FACED SINGLE MATERIAL | FSP | EQUIP/PIPES | YES | YES | 1.5 | 0.26 | K
CT | CRIMPWRAP | FIBER GLASS | FACED SINGLE MATERIAL | FSP | EQUIP/PIPES | YES | YES | 2 | 0.26 | K
CT | CRIMPWRAP | FIBER GLASS | FACED SINGLE MATERIAL | FSP | EQUIP/PIPES | YES | YES | 2.5 | 0.26 | K
CT | CRIMPWRAP | FIBER GLASS | FACED SINGLE MATERIAL | FSP | EQUIP/PIPES | YES | YES | 3 | 0.26 | K
CT | CRIMPWRAP | FIBER GLASS | FACED SINGLE MATERIAL | FSP | EQUIP/PIPES | YES | YES | 3.5 | 0.26 | K
CT | CRIMPWRAP | FIBER GLASS | FACED SINGLE MATERIAL | FSP | EQUIP/PIPES | YES | YES | 4 | 0.26 | K
CT | CRIMPWRAP | FIBER GLASS | FACED SINGLE MATERIAL | METAL | DUCTS PIPES | YES | YES | 1 | 0.24 | K
CT | CRIMPWRAP | FIBER GLASS | FACED SINGLE MATERIAL | METAL | DUCTS PIPES | YES | YES | 1.5 | 0.24 | K
CT | CRIMPWRAP | FIBER GLASS | FACED SINGLE MATERIAL | METAL | DUCTS PIPES | YES | YES | 2 | 0.24 | K
CT | CRIMPWRAP | FIBER GLASS | FACED SINGLE MATERIAL | METAL | DUCTS PIPES | YES | YES | 2.5 | 0.24 | K
CT | CRIMPWRAP | FIBER GLASS | FACED SINGLE MATERIAL | METAL | DUCTS PIPES | YES | YES | 3 | 0.24 | K
CT | CRIMPWRAP | FIBER GLASS | FACED SINGLE MATERIAL | METAL | DUCTS PIPES | YES | YES | 3.5 | 0.24 | K
CT | CRIMPWRAP | FIBER GLASS | FACED SINGLE MATERIAL | METAL | DUCTS PIPES | YES | YES | 4 | 0.24 | K
CT | CRIMPWRAP | FIBER GLASS | FACED SINGLE MATERIAL | PAPER | DUCTS PIPES | YES | YES | 1 | 0.24 | K
CT | CRIMPWRAP | FIBER GLASS | FACED SINGLE MATERIAL | PAPER | DUCTS PIPES | YES | YES | 1.5 | 0.24 | K
CT | CRIMPWRAP | FIBER GLASS | FACED SINGLE MATERIAL | PAPER | DUCTS PIPES | YES | YES | 2 | 0.24 | K
CT | CRIMPWRAP | FIBER GLASS | FACED SINGLE MATERIAL | PAPER | DUCTS PIPES | YES | YES | 2.5 | 0.24 | K
CT | CRIMPWRAP | FIBER GLASS | FACED SINGLE MATERIAL | PAPER | DUCTS PIPES | YES | YES | 3 | 0.24 | K
CT | CRIMPWRAP | FIBER GLASS | FACED SINGLE MATERIAL | PAPER | DUCTS PIPES | YES | YES | 3.5 | 0.24 | K
CT | CRIMPWRAP | FIBER GLASS | FACED SINGLE MATERIAL | PAPER | DUCTS PIPES | YES | YES | 4 | 0.24 | K
CT | CRIMPWRAP 2 | FIBER GLASS | FACED SINGLE MATERIAL | ASJ | DUCTS PIPES | YES | YES | 1 | 0.25 | K
CT | CRIMPWRAP 2 | FIBER GLASS | FACED SINGLE MATERIAL | ASJ | DUCTS PIPES | YES | YES | 1.5 | 0.25 | K
CT | CRIMPWRAP 2 | FIBER GLASS | FACED SINGLE MATERIAL | ASJ | DUCTS PIPES | YES | YES | 2 | 0.25 | K
CT | CRIMPWRAP 2 | FIBER GLASS | FACED SINGLE MATERIAL | ASJ | DUCTS PIPES | YES | YES | 2.5 | 0.25 | K
CT | CRIMPWRAP 2 | FIBER GLASS | FACED SINGLE MATERIAL | ASJ | DUCTS PIPES | YES | YES | 3 | 0.25 | K
CT | CRIMPWRAP 2 | FIBER GLASS | FACED SINGLE MATERIAL | ASJ | DUCTS PIPES | YES | YES | 3.5 | 0.25 | K
CT | CRIMPWRAP 2 | FIBER GLASS | FACED SINGLE MATERIAL | ASJ | DUCTS PIPES | YES | YES | 4 | 0.25 | K
CT | CRIMPWRAP 2 | FIBER GLASS | FACED SINGLE MATERIAL | FSK | DUCTS PIPES | YES | YES | 1 | 0.25 | K
CT | CRIMPWRAP 2 | FIBER GLASS | FACED SINGLE MATERIAL | FSK | DUCTS PIPES | YES | YES | 1.5 | 0.25 | K
CT | CRIMPWRAP 2 | FIBER GLASS | FACED SINGLE MATERIAL | FSK | DUCTS PIPES | YES | YES | 2 | 0.25 | K
CT | CRIMPWRAP 2 | FIBER GLASS | FACED SINGLE MATERIAL | FSK | DUCTS PIPES | YES | YES | 2.5 | 0.25 | K
CT | CRIMPWRAP 2 | FIBER GLASS | FACED SINGLE MATERIAL | FSK | DUCTS PIPES | YES | YES | 3 | 0.25 | K
CT | CRIMPWRAP 2 | FIBER GLASS | FACED SINGLE MATERIAL | FSK | DUCTS PIPES | YES | YES | 3.5 | 0.25 | K
CT | CRIMPWRAP 2 | FIBER GLASS | FACED SINGLE MATERIAL | FSK | DUCTS PIPES | YES | YES | 4 | 0.25 | K
CT | CRIMPWRAP 2 | FIBER GLASS | FACED SINGLE MATERIAL | FSP | DUCTS PIPES | YES | YES | 1 | 0.25 | K
CT | CRIMPWRAP 2 | FIBER GLASS | FACED SINGLE MATERIAL | FSP | DUCTS PIPES | YES | YES | 1.5 | 0.25 | K
CT | CRIMPWRAP 2 | FIBER GLASS | FACED SINGLE MATERIAL | FSP | DUCTS PIPES | YES | YES | 2 | 0.25 | K
CT | CRIMPWRAP 2 | FIBER GLASS | FACED SINGLE MATERIAL | FSP | DUCTS PIPES | YES | YES | 2.5 | 0.25 | K
CT | CRIMPWRAP 2 | FIBER GLASS | FACED SINGLE MATERIAL | FSP | DUCTS PIPES | YES | YES | 3 | 0.25 | K
CT | CRIMPWRAP 2 | FIBER GLASS | FACED SINGLE MATERIAL | FSP | DUCTS PIPES | YES | YES | 3.5 | 0.25 | K
CT | CRIMPWRAP 2 | FIBER GLASS | FACED SINGLE MATERIAL | FSP | DUCTS PIPES | YES | YES | 4 | 0.25 | K
CT | DUCT WRAP-75 | FIBER GLASS | FSK FACED SGL MATERIAL | METAL | DUCTS | YES | YES | 1.5 | 4.2 | R
CT | DUCT WRAP-75 | FIBER GLASS | FSK FACED SGL MATERIAL | METAL | DUCTS | YES | YES | 2 | 5.7 | R
CT | DUCT WRAP-75 | FIBER GLASS | FSK FACED SGL MATERIAL | METAL | DUCTS | YES | YES | 2.125 | 6 | R
CT | DUCT WRAP-75 | FIBER GLASS | FSK FACED SGL MATERIAL | METAL | DUCTS | YES | YES | 2.25 | 6.5 | R
CT | DUCT WRAP-75 | FIBER GLASS | FSK FACED SGL MATERIAL | METAL | DUCTS | YES | YES | 2.5 | 7.1 | R
CT | DUCT WRAP-75 | FIBER GLASS | FSK FACED SGL MATERIAL | METAL | DUCTS | YES | YES | 3 | 8 | R
CT | DUCT WRAP-75 | FIBER GLASS | SINGLE MATERIAL | NONE | DUCTS | NO | NO | 1.5 | 4.2 | R
CT | DUCT WRAP-75 | FIBER GLASS | SINGLE MATERIAL | NONE | DUCTS | NO | NO | 2 | 5.7 | R
CT | DUCT WRAP-75 | FIBER GLASS | SINGLE MATERIAL | NONE | DUCTS | NO | NO | 2.25 | 6.5 | R
CT | DUCT WRAP-75 | FIBER GLASS | SINGLE MATERIAL | NONE | DUCTS | NO | NO | 2.5 | 7.1 | R
CT | DUCT WRAP-75 | FIBER GLASS | SINGLE MATERIAL | NONE | DUCTS | NO | NO | 3 | 8 | R
CT | DUCT WRAP-75 | FIBER GLASS | VINYL FCD SGL MATERIAL | PLASTIC | DUCTS | YES | YES | 1.5 | 4.2 | R
CT | DUCT WRAP-75 | FIBER GLASS | VINYL FCD SGL MATERIAL | PLASTIC | DUCTS | YES | YES | 2 | 5.7 | R
CT | DUCT WRAP-75 | FIBER GLASS | VINYL FCD SGL MATERIAL | PLASTIC | DUCTS | YES | YES | 2.125 | 6 | R
CT | DUCT WRAP-75 | FIBER GLASS | VINYL FCD SGL MATERIAL | PLASTIC | DUCTS | YES | YES | 2.25 | 6.5 | R
CT | DUCT WRAP-75 | FIBER GLASS | VINYL FCD SGL MATERIAL | PLASTIC | DUCTS | YES | YES | 2.5 | 7.1 | R
CT | DUCT WRAP-75 | FIBER GLASS | VINYL FCD SGL MATERIAL | PLASTIC | DUCTS | YES | YES | 3 | 8 | R
CT | DUCT WRAP-100 | FIBER GLASS | FSK FACED SGL MATERIAL | METAL | DUCTS | YES | YES | 1 | 3 | R
CT | DUCT WRAP-100 | FIBER GLASS | FSK FACED SGL MATERIAL | METAL | DUCTS | YES | YES | 1.5 | 4.5 | R
CT | DUCT WRAP-100 | FIBER GLASS | FSK FACED SGL MATERIAL | METAL | DUCTS | YES | YES | 2 | 6.1 | R
CT | DUCT WRAP-100 | FIBER GLASS | SINGLE MATERIAL | NONE | DUCTS | NO | NO | 1.5 | 3 | R
CT | DUCT WRAP-100 | FIBER GLASS | SINGLE MATERIAL | NONE | DUCTS | NO | NO | 1.5 | 4.5 | R
CT | DUCT WRAP-100 | FIBER GLASS | SINGLE MATERIAL | NONE | DUCTS | NO | NO | 2 | 6.1 | R
CT | DUCT WRAP-100 | FIBER GLASS | VINYL FCD SGL MATERIAL | PLASTIC | DUCTS | YES | YES | 1.5 | 3 | R
CT | DUCT WRAP-100 | FIBER GLASS | VINYL FCD SGL MATERIAL | PLASTIC | DUCTS | YES | YES | 1.5 | 4.5 | R
CT | DUCT WRAP-100 | FIBER GLASS | VINYL FCD SGL MATERIAL | PLASTIC | DUCTS | YES | YES | 2 | 6.1 | R
CT | DUCT WRAP-150 | FIBER GLASS | FSK FACED SGL MATERIAL | METAL | DUCTS | YES | YES | 1.5 | 3.2 | R
CT | DUCT WRAP-150 | FIBER GLASS | FSK FACED SGL MATERIAL | METAL | DUCTS | YES | YES | 1.5 | 4.8 | R
CT | DUCT WRAP-150 | FIBER GLASS | FSK FACED SGL MATERIAL | METAL | DUCTS | YES | YES | 2 | 6.4 | R
CT | DUCT WRAP-150 | FIBER GLASS | SINGLE MATERIAL | NONE | DUCTS | NO | NO | 1 | 3.2 | R
CT | DUCT WRAP-150 | FIBER GLASS | SINGLE MATERIAL | NONE | DUCTS | NO | NO | 1.5 | 4.8 | R
CT | DUCT WRAP-150 | FIBER GLASS | SINGLE MATERIAL | NONE | DUCTS | NO | NO | 2 | 6.4 | R
CT | DUCT WRAP-150 | FIBER GLASS | VINYL FCD SGL MATERIAL | PLASTIC | DUCTS | YES | YES | 1 | 3.2 | R
CT | DUCT WRAP-150 | FIBER GLASS | VINYL FCD SGL MATERIAL | PLASTIC | DUCTS | YES | YES | 1.5 | 4.8 | R
CT | DUCT WRAP-150 | FIBER GLASS | VINYL FCD SGL MATERIAL | PLASTIC | DUCTS | YES | YES | 2 | 6.4 | R
CT | TOUGHGARD R DUCT LINER | FIBER GLASS | COATED SGL MATERIAL | OTHER | DUCTS | YES | NO | 0.5 | 2.1 | R
CT | TOUGHGARD R DUCT LINER | FIBER GLASS | COATED SGL MATERIAL | OTHER | DUCTS | YES | NO | 1 | 4.2 | R
CT | TOUGHGARD R DUCT LINER | FIBER GLASS | COATED SGL MATERIAL | OTHER | DUCTS | YES | NO | 1.5 | 6.3 | R
CT | TOUGHGARD R DUCT LINER | FIBER GLASS | COATED SGL MATERIAL | OTHER | DUCTS | YES | NO | 2 | 8.3 | R
CT | TOUGHGARD T DUCT LINER | FIBER GLASS | COATED SGL MATERIAL | OTHER | DUCTS | YES | NO | 0.5 | 0.24 | K
CT | TOUGHGARD T DUCT LINER | FIBER GLASS | COATED SGL MATERIAL | OTHER | DUCTS | YES | NO | 0.5 | 0.26 | K
CT | TOUGHGARD T DUCT LINER | FIBER GLASS | COATED SGL MATERIAL | OTHER | DUCTS | YES | NO | 0.5 | 2 | R
CT | TOUGHGARD T DUCT LINER | FIBER GLASS | COATED SGL MATERIAL | OTHER | DUCTS | YES | NO | 0.5 | 2.1 | R
CT | TOUGHGARD T DUCT LINER | FIBER GLASS | COATED SGL MATERIAL | OTHER | DUCTS | YES | NO | 1 | 0.24 | K
CT | TOUGHGARD T DUCT LINER | FIBER GLASS | COATED SGL MATERIAL | OTHER | DUCTS | YES | NO | 1 | 0.27 | K
CT | TOUGHGARD T DUCT LINER | FIBER GLASS | COATED SGL MATERIAL | OTHER | DUCTS | YES | NO | 1 | 0.28 | K
CT | TOUGHGARD T DUCT LINER | FIBER GLASS | COATED SGL MATERIAL | OTHER | DUCTS | YES | NO | 1 | 4 | R
CT | TOUGHGARD T DUCT LINER | FIBER GLASS | COATED SGL MATERIAL | OTHER | DUCTS | YES | NO | 1 | 4.2 | R
CT | TOUGHGARD T DUCT LINER | FIBER GLASS | COATED SGL MATERIAL | OTHER | DUCTS | YES | NO | 1 | 4.4 | R
CT | TOUGHGARD T DUCT LINER | FIBER GLASS | COATED SGL MATERIAL | OTHER | DUCTS | YES | NO | 1.5 | 0.24 | K
CT | TOUGHGARD T DUCT LINER | FIBER GLASS | COATED SGL MATERIAL | OTHER | DUCTS | YES | NO | 1.5 | 0.27 | K
CT | TOUGHGARD T DUCT LINER | FIBER GLASS | COATED SGL MATERIAL | OTHER | DUCTS | YES | NO | 1.5 | 0.28 | K
CT | TOUGHGARD T DUCT LINER | FIBER GLASS | COATED SGL MATERIAL | OTHER | DUCTS | YES | NO | 1.5 | 6 | R
CT | TOUGHGARD T DUCT LINER | FIBER GLASS | COATED SGL MATERIAL | OTHER | DUCTS | YES | NO | 1.5 | 6.3 | R
CT | TOUGHGARD T DUCT LINER | FIBER GLASS | COATED SGL MATERIAL | OTHER | DUCTS | YES | NO | 2 | 0.24 | K
CT | TOUGHGARD T DUCT LINER | FIBER GLASS | COATED SGL MATERIAL | OTHER | DUCTS | YES | NO | 2 | 0.27 | K
CT | TOUGHGARD T DUCT LINER | FIBER GLASS | COATED SGL MATERIAL | OTHER | DUCTS | YES | NO | 2 | 0.28 | K
CT | TOUGHGARD T DUCT LINER | FIBER GLASS | COATED SGL MATERIAL | OTHER | DUCTS | YES | NO | 2 | 8 | R
CT | TOUGHGARD T DUCT LINER | FIBER GLASS | COATED SGL MATERIAL | OTHER | DUCTS | YES | NO | 2 | 8.3 | R
CT | TOUGHGARD T DUCT LINER | FIBER GLASS | SINGLE MATERIAL | OTHER | DUCTS | YES | NO | 0.5625 | 2.1 | R
CT | TOUGHGARD T DUCT LINER | FIBER GLASS | SINGLE MATERIAL | OTHER | DUCTS | YES | NO | 1.2 | 4.2 | R
* DESCRIPTION OF BRAND CODES:
CT = CERTAINTEED
Johns Manville - T 1039 |  |  |  | Updated 09/14/2021
JM | DIFFUSER BOARD | FIBER GLASS | SINGLE MATERIAL | NONE | DUCTS | YES | NO | 1 | 4.3 | R
JM | DIFFUSER BOARD | FIBER GLASS | SINGLE MATERIAL | NONE | DUCTS | YES | NO | 1.375 | 6 | R
JM | DIFFUSER BOARD | FIBER GLASS | FACED SINGLE MATERIAL | FSK | DUCTS | YES | YES | 1 | 4.3 | R
JM | DIFFUSER BOARD | FIBER GLASS | FACED SINGLE MATERIAL | FSK | DUCTS | YES | YES | 1.375 | 6 | R
JM | DUCT LINER PM | FIBER GLASS | COMPOSITE | NONE | DUCTS | YES | NO | 0.5 | 2.2 | R
JM | DUCT LINER PM | FIBER GLASS | COMPOSITE | NONE | DUCTS | YES | NO | 1 | 4.2 | R
JM | DUCT LINER PM | FIBER GLASS | COMPOSITE | NONE | DUCTS | YES | NO | 1.5 | 6.3 | R
JM | DUCT LINER PM | FIBER GLASS | COMPOSITE | NONE | DUCTS | YES | NO | 2 | 8 | R
JM | FITTING FAB BOARD | FIBER GLASS | FACED SINGLE MATERIAL | FSK | DUCTS | YES | YES | 1 | 4.3 | R
JM | FITTING FAB BOARD | FIBER GLASS | FACED SINGLE MATERIAL | FSK | DUCTS | YES | YES | 1.5 | 6.5 | R
JM | FITTING FAB BOARD | FIBER GLASS | FACED SINGLE MATERIAL | FSK | DUCTS | YES | YES | 2 | 8.7 | R
JM | HTB 26 | FIBER GLASS | SINGLE MATERIAL | NONE | EQUIPMENT | YES | NO | 1 | 0.26 | K
JM | HTB 26 | FIBER GLASS | SINGLE MATERIAL | NONE | EQUIPMENT | YES | NO | 2 | 0.26 | K
JM | HTB 26 | FIBER GLASS | SINGLE MATERIAL | NONE | EQUIPMENT | YES | NO | 2.5 | 0.26 | K
JM | HTB 26 | FIBER GLASS | SINGLE MATERIAL | NONE | EQUIPMENT | YES | NO | 3 | 0.26 | K
JM | HTB 26 | FIBER GLASS | SINGLE MATERIAL | NONE | EQUIPMENT | YES | NO | 3.5 | 0.26 | K
JM | HTB 26 | FIBER GLASS | SINGLE MATERIAL | NONE | EQUIPMENT | YES | NO | 4 | 0.26 | K
JM | LINACOUSTIC RC | FIBER GLASS | COMPOSITE | NONE | DUCTS | YES | NO | 0.5 | 2.2 | R
JM | LINACOUSTIC RC | FIBER GLASS | COMPOSITE | NONE | DUCTS | YES | NO | 1 | 4.2 | R
JM | LINACOUSTIC RC | FIBER GLASS | COMPOSITE | NONE | DUCTS | YES | NO | 1.5 | 6.3 | R
JM | LINACOUSTIC RC | FIBER GLASS | COMPOSITE | NONE | DUCTS | YES | NO | 2 | 8 | R
JM | LINACOUSTIC RC | FIBER GLASS | COMPOSITE | NONE | DUCTS | YES | NO | 3 | 12 | R
JM | LINACOUSTIC RC-HP | FIBER GLASS | COMPOSITE | NONE | DUCTS | YES | NO | 1 | 4.3 | R
JM | LINACOUSTIC RC-IG | FIBER GLASS | COMPOSITE | NONE | DUCTS | YES | NO | 0.5 | 2.2 | R
JM | LINACOUSTIC RC-IG | FIBER GLASS | COMPOSITE | NONE | DUCTS | YES | NO | 1 | 4.2 | R
JM | LINACOUSTIC RC-IG | FIBER GLASS | COMPOSITE | NONE | DUCTS | YES | NO | 1.5 | 6.3 | R
JM | LINACOUSTIC RC-IG | FIBER GLASS | COMPOSITE | NONE | DUCTS | YES | NO | 2 | 8 | R
JM | LINACOUSTIC RC-IG | FIBER GLASS | COMPOSITE | NONE | DUCTS | YES | NO | 3 | 12 | R
JM | LINACOUSTIC R-300 | FIBER GLASS | FACED SINGLE MATERIAL | NONE | DUCTS | YES | NO | 1 | 4.3 | R
JM | LINACOUSTIC R-300 | FIBER GLASS | FACED SINGLE MATERIAL | NONE | DUCTS | YES | NO | 1.5 | 6.3 | R
JM | LINACOUSTIC R-300 | FIBER GLASS | FACED SINGLE MATERIAL | NONE | DUCTS | YES | NO | 2 | 8.7 | R
JM | LINACOUSTIC R-300 | FIBER GLASS | FACED SINGLE MATERIAL | NONE | DUCTS | YES | NO | 3 | 13 | R
JM | LINACOUSTIC R-300 | FIBER GLASS | FACED SINGLE MATERIAL | NONE | DUCTS | YES | NO | 4 | 17.4 | R
JM | MAD BD 475 | FIBER GLASS | FACED SINGLE MATERIAL | FSK | DUCTS | YES | YES | 1 | 4.3 | R
JM | MAD BD 800 | FIBER GLASS | FACED SINGLE MATERIAL | FSK | DUCTS | YES | YES | 1.5 | 6.5 | R
JM | MAD BD 800 | FIBER GLASS | FACED SINGLE MATERIAL | FSK | DUCTS | YES | YES | 2 | 8.7 | R
JM | MADSPIRA | FIBER GLASS | SINGLE MATERIAL | NONE | DUCTS | YES | NO | 1 | 0.23 | K
JM | MICRO-FLEX AP/FSK | FIBER GLASS | FACED SINGLE MATERIAL | MTL/PLAS | EQUIP/PIPES | YES | YES | 1 | 0.24 | K
JM | MICRO-FLEX AP/FSK | FIBER GLASS | FACED SINGLE MATERIAL | MTL/PLAS | EQUIP/PIPES | YES | YES | 1.5 | 0.24 | K
JM | MICRO-FLEX AP/FSK | FIBER GLASS | FACED SINGLE MATERIAL | MTL/PLAS | EQUIP/PIPES | YES | YES | 2 | 0.24 | K
JM | MICRO-FLEX AP/FSK | FIBER GLASS | FACED SINGLE MATERIAL | MTL/PLAS | EQUIP/PIPES | YES | YES | 2.5 | 0.24 | K
JM | MICRO-FLEX AP/FSK | FIBER GLASS | FACED SINGLE MATERIAL | MTL/PLAS | EQUIP/PIPES | YES | YES | 3 | 0.24 | K
JM | MICRO-FLEX AP/FSK | FIBER GLASS | FACED SINGLE MATERIAL | MTL/PLAS | EQUIP/PIPES | YES | YES | 3.5 | 0.24 | K
JM | MICRO-FLEX AP/FSK | FIBER GLASS | FACED SINGLE MATERIAL | MTL/PLAS | EQUIP/PIPES | YES | YES | 4 | 0.24 | K
JM | MICRO-LOK | FIBER GLASS | FACED SINGLE MATERIAL | MTL/PPR | PIPES | YES | YES | 0.5 | 0.25 | K
JM | MICRO-LOK | FIBER GLASS | FACED SINGLE MATERIAL | MTL/PPR | PIPES | YES | YES | 1 | 0.25 | K
JM | MICRO-LOK | FIBER GLASS | FACED SINGLE MATERIAL | MTL/PPR | PIPES | YES | YES | 1.5 | 0.25 | K
JM | MICRO-LOK | FIBER GLASS | FACED SINGLE MATERIAL | MTL/PPR | PIPES | YES | YES | 2 | 0.25 | K
JM | MICRO-LOK | FIBER GLASS | FACED SINGLE MATERIAL | MTL/PPR | PIPES | YES | YES | 2.5 | 0.25 | K
JM | MICRO-LOK | FIBER GLASS | FACED SINGLE MATERIAL | MTL/PPR | PIPES | YES | YES | 3 | 0.25 | K
JM | MICRO-LOK | FIBER GLASS | FACED SINGLE MATERIAL | MTL/PPR | PIPES | YES | YES | 3.5 | 0.25 | K
JM | MICRO-LOK | FIBER GLASS | FACED SINGLE MATERIAL | MTL/PPR | PIPES | YES | YES | 4 | 0.25 | K
JM | MICRO-LOK | FIBER GLASS | SINGLE MATERIAL | NONE | PIPES | YES | NO | 0.5 | 0.25 | K
JM | MICRO-LOK | FIBER GLASS | SINGLE MATERIAL | NONE | PIPES | YES | NO | 1 | 0.25 | K
JM | MICRO-LOK | FIBER GLASS | SINGLE MATERIAL | NONE | PIPES | YES | NO | 1.5 | 0.25 | K
JM | MICRO-LOK | FIBER GLASS | SINGLE MATERIAL | NONE | PIPES | YES | NO | 2 | 0.25 | K
JM | MICRO-LOK | FIBER GLASS | SINGLE MATERIAL | NONE | PIPES | YES | NO | 2.5 | 0.25 | K
JM | MICRO-LOK | FIBER GLASS | SINGLE MATERIAL | NONE | PIPES | YES | NO | 3 | 0.25 | K
JM | MICRO-LOK | FIBER GLASS | SINGLE MATERIAL | NONE | PIPES | YES | NO | 3.5 | 0.25 | K
JM | MICRO-LOK | FIBER GLASS | SINGLE MATERIAL | NONE | PIPES | YES | NO | 4 | 0.25 | K
JM | MICRO-LOK HP | FIBER GLASS | FACED SINGLE MATERIAL | MTL/PPR | PIPES | YES | YES | 1 | 0.24 | K
JM | MICRO-LOK HP | FIBER GLASS | FACED SINGLE MATERIAL | MTL/PPR | PIPES | YES | YES | 1.5 | 0.24 | K
JM | MICRO-LOK HP | FIBER GLASS | FACED SINGLE MATERIAL | MTL/PPR | PIPES | YES | YES | 2 | 0.24 | K
JM | MICRO-LOK HP | FIBER GLASS | FACED SINGLE MATERIAL | MTL/PPR | PIPES | YES | YES | 2.5 | 0.24 | K
JM | MICRO-LOK HP | FIBER GLASS | FACED SINGLE MATERIAL | MTL/PPR | PIPES | YES | YES | 3 | 0.24 | K
JM | MICRO-LOK HP | FIBER GLASS | FACED SINGLE MATERIAL | MTL/PPR | PIPES | YES | YES | 4 | 0.24 | K
JM | MICRO-LOK HP | FIBER GLASS | FACED SINGLE MATERIAL | MTL/PPR | PIPES | YES | YES | 0.5 | 0.25 | K
JM | MICRO-LOK HP | FIBER GLASS | SINGLE MATERIAL | NONE | PIPES | YES | NO | 0.5 | 0.25 | K
JM | MICRO-LOK HP | FIBER GLASS | SINGLE MATERIAL | NONE | PIPES | YES | NO | 1 | 0.25 | K
JM | MICRO-LOK HP | FIBER GLASS | SINGLE MATERIAL | NONE | PIPES | YES | NO | 1.5 | 0.25 | K
JM | MICRO-LOK HP | FIBER GLASS | SINGLE MATERIAL | NONE | PIPES | YES | NO | 2 | 0.25 | K
JM | MICRO-LOK HP | FIBER GLASS | SINGLE MATERIAL | NONE | PIPES | YES | NO | 2.5 | 0.25 | K
JM | MICRO-LOK HP | FIBER GLASS | SINGLE MATERIAL | NONE | PIPES | YES | NO | 3 | 0.25 | K
JM | MICRO-LOK HP | FIBER GLASS | SINGLE MATERIAL | NONE | PIPES | YES | NO | 3.5 | 0.25 | K
JM | MICRO-LOK HP | FIBER GLASS | SINGLE MATERIAL | NONE | PIPES | YES | NO | 4 | 0.25 | K
JM | MICRO-LOK HP | FIBER GLASS | SINGLE MATERIAL | NONE | PIPES | YES | NO | 4.5 | 0.25 | K
JM | MICRO-LOK HP | FIBER GLASS | SINGLE MATERIAL | NONE | PIPES | YES | NO | 5 | 0.25 | K
JM | MICRO-LOK HP | FIBER GLASS | SINGLE MATERIAL | NONE | PIPES | YES | YES | 1 | 0.25 | K
JM | MICRO-LOK HP | FIBER GLASS | SINGLE MATERIAL | NONE | PIPES | YES | YES | 1.5 | 0.25 | K
JM | MICRO-LOK HP | FIBER GLASS | SINGLE MATERIAL | NONE | PIPES | YES | YES | 2 | 0.25 | K
JM | MICRO-LOK HP | FIBER GLASS | SINGLE MATERIAL | NONE | PIPES | YES | YES | 2.5 | 0.25 | K
JM | MICRO-LOK HP | FIBER GLASS | SINGLE MATERIAL | NONE | PIPES | YES | YES | 3 | 0.25 | K
JM | MICRO-LOK HP | FIBER GLASS | SINGLE MATERIAL | NONE | PIPES | YES | YES | 3.5 | 0.25 | K
JM | MICRO-LOK HP | FIBER GLASS | SINGLE MATERIAL | NONE | PIPES | YES | YES | 4 | 0.25 | K
JM | MICRO-LOK HP | FIBER GLASS | SINGLE MATERIAL | NONE | PIPES | YES | YES | 4.5 | 0.25 | K
JM | MICRO-LOK HP | FIBER GLASS | SINGLE MATERIAL | NONE | PIPES | YES | YES | 5 | 0.25 | K
JM | MICROLITE | FIBER GLASS | FACED SINGLE MATERIAL | MTL/PLAS | EQUIP/DUCTS | YES | YES | 0.25 | 0.22 | K
JM | MICROLITE | FIBER GLASS | FACED SINGLE MATERIAL | MTL/PLAS | EQUIP/DUCTS | YES | YES | 0.25 | 0.23 | K
JM | MICROLITE | FIBER GLASS | FACED SINGLE MATERIAL | MTL/PLAS | EQUIP/DUCTS | YES | YES | 0.25 | 0.25 | K
JM | MICROLITE | FIBER GLASS | FACED SINGLE MATERIAL | MTL/PLAS | EQUIP/DUCTS | YES | YES | 0.25 | 0.27 | K
JM | MICROLITE | FIBER GLASS | FACED SINGLE MATERIAL | MTL/PLAS | EQUIP/DUCTS | YES | YES | 0.25 | 0.29 | K
JM | MICROLITE | FIBER GLASS | FACED SINGLE MATERIAL | MTL/PLAS | EQUIP/DUCTS | YES | YES | 0.25 | 0.31 | K
JM | MICROLITE | FIBER GLASS | FACED SINGLE MATERIAL | MTL/PLAS | EQUIP/DUCTS | YES | YES | 0.38 | 0.23 | K
JM | MICROLITE | FIBER GLASS | FACED SINGLE MATERIAL | MTL/PLAS | EQUIP/DUCTS | YES | YES | 0.38 | 0.25 | K
JM | MICROLITE | FIBER GLASS | FACED SINGLE MATERIAL | MTL/PLAS | EQUIP/DUCTS | YES | YES | 0.38 | 0.27 | K
JM | MICROLITE | FIBER GLASS | FACED SINGLE MATERIAL | MTL/PLAS | EQUIP/DUCTS | YES | YES | 0.38 | 0.29 | K
JM | MICROLITE | FIBER GLASS | FACED SINGLE MATERIAL | MTL/PLAS | EQUIP/DUCTS | YES | YES | 0.38 | 0.31 | K
JM | MICROLITE | FIBER GLASS | FACED SINGLE MATERIAL | MTL/PLAS | EQUIP/DUCTS | YES | YES | 0.5 | 0.22 | K
JM | MICROLITE | FIBER GLASS | FACED SINGLE MATERIAL | MTL/PLAS | EQUIP/DUCTS | YES | YES | 0.5 | 0.23 | K
JM | MICROLITE | FIBER GLASS | FACED SINGLE MATERIAL | MTL/PLAS | EQUIP/DUCTS | YES | YES | 0.5 | 0.25 | K
JM | MICROLITE | FIBER GLASS | FACED SINGLE MATERIAL | MTL/PLAS | EQUIP/DUCTS | YES | YES | 0.5 | 0.27 | K
JM | MICROLITE | FIBER GLASS | FACED SINGLE MATERIAL | MTL/PLAS | EQUIP/DUCTS | YES | YES | 0.5 | 0.29 | K
JM | MICROLITE | FIBER GLASS | FACED SINGLE MATERIAL | MTL/PLAS | EQUIP/DUCTS | YES | YES | 0.5 | 0.31 | K
JM | MICROLITE | FIBER GLASS | FACED SINGLE MATERIAL | MTL/PLAS | EQUIP/DUCTS | YES | YES | 0.75 | 0.22 | K
JM | MICROLITE | FIBER GLASS | FACED SINGLE MATERIAL | MTL/PLAS | EQUIP/DUCTS | YES | YES | 0.75 | 0.23 | K
JM | MICROLITE | FIBER GLASS | FACED SINGLE MATERIAL | MTL/PLAS | EQUIP/DUCTS | YES | YES | 0.75 | 0.25 | K
JM | MICROLITE | FIBER GLASS | FACED SINGLE MATERIAL | MTL/PLAS | EQUIP/DUCTS | YES | YES | 0.75 | 0.27 | K
JM | MICROLITE | FIBER GLASS | FACED SINGLE MATERIAL | MTL/PLAS | EQUIP/DUCTS | YES | YES | 0.75 | 0.29 | K
JM | MICROLITE | FIBER GLASS | FACED SINGLE MATERIAL | MTL/PLAS | EQUIP/DUCTS | YES | YES | 0.75 | 0.31 | K
JM | MICROLITE | FIBER GLASS | FACED SINGLE MATERIAL | MTL/PLAS | EQUIP/DUCTS | YES | YES | 1 | 0.23 | K
JM | MICROLITE | FIBER GLASS | FACED SINGLE MATERIAL | MTL/PLAS | EQUIP/DUCTS | YES | YES | 1 | 0.25 | K
JM | MICROLITE | FIBER GLASS | FACED SINGLE MATERIAL | MTL/PLAS | EQUIP/DUCTS | YES | YES | 1 | 0.27 | K
JM | MICROLITE | FIBER GLASS | FACED SINGLE MATERIAL | MTL/PLAS | EQUIP/DUCTS | YES | YES | 1 | 0.29 | K
JM | MICROLITE | FIBER GLASS | FACED SINGLE MATERIAL | MTL/PLAS | EQUIP/DUCTS | YES | YES | 1 | 0.31 | K
JM | MICROLITE | FIBER GLASS | FACED SINGLE MATERIAL | MTL/PLAS | EQUIP/DUCTS | YES | YES | 1.25 | 0.23 | K
JM | MICROLITE | FIBER GLASS | FACED SINGLE MATERIAL | MTL/PLAS | EQUIP/DUCTS | YES | YES | 1.25 | 0.25 | K
JM | MICROLITE | FIBER GLASS | FACED SINGLE MATERIAL | MTL/PLAS | EQUIP/DUCTS | YES | YES | 1.25 | 0.27 | K
JM | MICROLITE | FIBER GLASS | FACED SINGLE MATERIAL | MTL/PLAS | EQUIP/DUCTS | YES | YES | 1.25 | 0.29 | K
JM | MICROLITE | FIBER GLASS | FACED SINGLE MATERIAL | MTL/PLAS | EQUIP/DUCTS | YES | YES | 1.25 | 0.31 | K
JM | MICROLITE | FIBER GLASS | FACED SINGLE MATERIAL | MTL/PLAS | EQUIP/DUCTS | YES | YES | 1.5 | 0.23 | K
JM | MICROLITE | FIBER GLASS | FACED SINGLE MATERIAL | MTL/PLAS | EQUIP/DUCTS | YES | YES | 1.5 | 0.25 | K
JM | MICROLITE | FIBER GLASS | FACED SINGLE MATERIAL | MTL/PLAS | EQUIP/DUCTS | YES | YES | 1.5 | 0.27 | K
JM | MICROLITE | FIBER GLASS | FACED SINGLE MATERIAL | MTL/PLAS | EQUIP/DUCTS | YES | YES | 1.5 | 0.29 | K
JM | MICROLITE | FIBER GLASS | FACED SINGLE MATERIAL | MTL/PLAS | EQUIP/DUCTS | YES | YES | 1.5 | 0.31 | K
JM | MICROLITE | FIBER GLASS | FACED SINGLE MATERIAL | MTL/PLAS | EQUIP/DUCTS | YES | YES | 1.75 | 0.25 | K
JM | MICROLITE | FIBER GLASS | FACED SINGLE MATERIAL | MTL/PLAS | EQUIP/DUCTS | YES | YES | 1.75 | 0.27 | K
JM | MICROLITE | FIBER GLASS | FACED SINGLE MATERIAL | MTL/PLAS | EQUIP/DUCTS | YES | YES | 1.75 | 0.29 | K
JM | MICROLITE | FIBER GLASS | FACED SINGLE MATERIAL | MTL/PLAS | EQUIP/DUCTS | YES | YES | 1.75 | 0.31 | K
JM | MICROLITE | FIBER GLASS | FACED SINGLE MATERIAL | MTL/PLAS | EQUIP/DUCTS | YES | YES | 2 | 0.25 | K
JM | MICROLITE | FIBER GLASS | FACED SINGLE MATERIAL | MTL/PLAS | EQUIP/DUCTS | YES | YES | 2 | 0.27 | K
JM | MICROLITE | FIBER GLASS | FACED SINGLE MATERIAL | MTL/PLAS | EQUIP/DUCTS | YES | YES | 2 | 0.29 | K
JM | MICROLITE | FIBER GLASS | FACED SINGLE MATERIAL | MTL/PLAS | EQUIP/DUCTS | YES | YES | 2 | 0.31 | K
JM | MICROLITE | FIBER GLASS | FACED SINGLE MATERIAL | MTL/PLAS | EQUIP/DUCTS | YES | YES | 2.25 | 0.27 | K
JM | MICROLITE | FIBER GLASS | FACED SINGLE MATERIAL | MTL/PLAS | EQUIP/DUCTS | YES | YES | 2.25 | 0.29 | K
JM | MICROLITE | FIBER GLASS | FACED SINGLE MATERIAL | MTL/PLAS | EQUIP/DUCTS | YES | YES | 2.25 | 0.31 | K
JM | MICROLITE | FIBER GLASS | FACED SINGLE MATERIAL | MTL/PLAS | EQUIP/DUCTS | YES | YES | 2.5 | 0.27 | K
JM | MICROLITE | FIBER GLASS | FACED SINGLE MATERIAL | MTL/PLAS | EQUIP/DUCTS | YES | YES | 2.5 | 0.29 | K
JM | MICROLITE | FIBER GLASS | FACED SINGLE MATERIAL | MTL/PLAS | EQUIP/DUCTS | YES | YES | 2.5 | 0.31 | K
JM | MICROLITE | FIBER GLASS | FACED SINGLE MATERIAL | MTL/PLAS | EQUIP/DUCTS | YES | YES | 2.75 | 0.27 | K
JM | MICROLITE | FIBER GLASS | FACED SINGLE MATERIAL | MTL/PLAS | EQUIP/DUCTS | YES | YES | 2.75 | 0.29 | K
JM | MICROLITE | FIBER GLASS | FACED SINGLE MATERIAL | MTL/PLAS | EQUIP/DUCTS | YES | YES | 2.75 | 0.31 | K
JM | MICROLITE | FIBER GLASS | FACED SINGLE MATERIAL | MTL/PLAS | EQUIP/DUCTS | YES | YES | 3 | 0.27 | K
JM | MICROLITE | FIBER GLASS | FACED SINGLE MATERIAL | MTL/PLAS | EQUIP/DUCTS | YES | YES | 3 | 0.29 | K
JM | MICROLITE | FIBER GLASS | FACED SINGLE MATERIAL | MTL/PLAS | EQUIP/DUCTS | YES | YES | 3 | 0.31 | K
JM | MICROLITE | FIBER GLASS | FACED SINGLE MATERIAL | MTL/PLAS | EQUIP/DUCTS | YES | YES | 3.25 | 0.27 | K
JM | MICROLITE | FIBER GLASS | FACED SINGLE MATERIAL | MTL/PLAS | EQUIP/DUCTS | YES | YES | 3.25 | 0.29 | K
JM | MICROLITE | FIBER GLASS | FACED SINGLE MATERIAL | MTL/PLAS | EQUIP/DUCTS | YES | YES | 3.25 | 0.31 | K
JM | MICROLITE | FIBER GLASS | FACED SINGLE MATERIAL | MTL/PLAS | EQUIP/DUCTS | YES | YES | 3.5 | 0.27 | K
JM | MICROLITE | FIBER GLASS | FACED SINGLE MATERIAL | MTL/PLAS | EQUIP/DUCTS | YES | YES | 3.5 | 0.29 | K
JM | MICROLITE | FIBER GLASS | FACED SINGLE MATERIAL | MTL/PLAS | EQUIP/DUCTS | YES | YES | 3.5 | 0.31 | K
JM | MICROLITE | FIBER GLASS | FACED SINGLE MATERIAL | MTL/PLAS | EQUIP/DUCTS | YES | YES | 3.75 | 0.27 | K
JM | MICROLITE | FIBER GLASS | FACED SINGLE MATERIAL | MTL/PLAS | EQUIP/DUCTS | YES | YES | 3.75 | 0.29 | K
JM | MICROLITE | FIBER GLASS | FACED SINGLE MATERIAL | MTL/PLAS | EQUIP/DUCTS | YES | YES | 3.75 | 0.31 | K
JM | MICROLITE | FIBER GLASS | FACED SINGLE MATERIAL | MTL/PLAS | EQUIP/DUCTS | YES | YES | 4 | 0.27 | K
JM | MICROLITE | FIBER GLASS | FACED SINGLE MATERIAL | MTL/PLAS | EQUIP/DUCTS | YES | YES | 4 | 0.29 | K
JM | MICROLITE | FIBER GLASS | FACED SINGLE MATERIAL | MTL/PLAS | EQUIP/DUCTS | YES | YES | 4 | 0.31 | K
JM | MINWOOL®-1200 PIPE | MINERAL WOOL | SINGLE MATERIAL | NONE | PIPE | NO | NO | 1.5 | 0.23** | K
JM | MINWOOL®-1200 PIPE | MINERAL WOOL | SINGLE MATERIAL | NONE | PIPE | NO | NO | 2.5 | 0.23** | K
JM | MINWOOL®-1200 PIPE | MINERAL WOOL | SINGLE MATERIAL | NONE | PIPE | NO | NO | 3 | 0.23** | K
JM | MICROLITE FSK/PSK DUCT WRAP TYPE 75 | FIBER GLASS | FACED SINGLE MATERIAL | FSK/PSK | DUCTS | YES | YES | 1.5 | 4.2 | R
JM | MICROLITE FSK/PSK DUCT WRAP TYPE 75 | FIBER GLASS | FACED SINGLE MATERIAL | FSK/PSK | DUCTS | YES | YES | 2 | 5.6 | R
JM | MICROLITE FSK/PSK DUCT WRAP TYPE 75 | FIBER GLASS | FACED SINGLE MATERIAL | FSK/PSK | DUCTS | YES | YES | 2.2 | 6 | R
JM | MICROLITE FSK/PSK DUCT WRAP TYPE 75 | FIBER GLASS | FACED SINGLE MATERIAL | FSK/PSK | DUCTS | YES | YES | 3 | 8.3 | R
JM | MICROLITE FSK/PSK DUCT WRAP TYPE 75 | FIBER GLASS | FACED SINGLE MATERIAL | FSK/PSK | DUCTS | YES | YES | 4.4 | 12 | R
JM | MICROLITE FSK/PSK DUCT WRAP TYPE 75 | FIBER GLASS | FACED SINGLE MATERIAL | FSK/PSK | DUCTS | YES | YES | 5.75 | 16 | R
JM | MICROLITE FSK/PSK DUCT WRAP TYPE 75 | FIBER GLASS | FACED SINGLE MATERIAL | FSK/PSK | DUCTS | YES | YES | 7 | 19 | R
JM | MICROLITE FSK/PSK DUCT WRAP TYPE 100 | FIBER GLASS | FACED SINGLE MATERIAL | FSK/PSK | DUCTS | YES | YES | 1.5 | 5.6 | R
JM | MICROLITE FSK/PSK DUCT WRAP TYPE 100 | FIBER GLASS | FACED SINGLE MATERIAL | FSK/PSK | DUCTS | YES | YES | 2 | 7.4 | R
JM | MICROLITE FSK/PSK DUCT WRAP TYPE 150 | FIBER GLASS | FACED SINGLE MATERIAL | FSK/PSK | DUCTS | YES | YES | 1.5 | 6 | R
JM | MICROLITE FSK/PSK DUCT WRAP TYPE 150 | FIBER GLASS | FACED SINGLE MATERIAL | FSK/PSK | DUCTS | YES | YES | 2 | 8 | R
JM | MICROLITE STANDARD DUCT WRAP TYPE 60 | FIBER GLASS | SINGLE MATERIAL | NONE | DUCTS | YES | NO | 1.5 | 0.31 | K
JM | MICROLITE STANDARD DUCT WRAP TYPE 60 | FIBER GLASS | SINGLE MATERIAL | NONE | DUCTS | YES | NO | 2 | 0.31 | K
JM | MICROLITE STANDARD DUCT WRAP TYPE 60 | FIBER GLASS | SINGLE MATERIAL | NONE | DUCTS | YES | NO | 2.2 | 0.31 | K
JM | MICROLITE STANDARD DUCT WRAP TYPE 60 | FIBER GLASS | SINGLE MATERIAL | NONE | DUCTS | YES | NO | 3 | 0.31 | K
JM | MICROLITE STANDARD DUCT WRAP TYPE 75 | FIBER GLASS | SINGLE MATERIAL | NONE | DUCTS | YES | NO | 1.5 | 0.29 | K
JM | MICROLITE STANDARD DUCT WRAP TYPE 75 | FIBER GLASS | SINGLE MATERIAL | NONE | DUCTS | YES | NO | 2 | 0.29 | K
JM | MICROLITE STANDARD DUCT WRAP TYPE 75 | FIBER GLASS | SINGLE MATERIAL | NONE | DUCTS | YES | NO | 2.2 | 0.29 | K
JM | MICROLITE STANDARD DUCT WRAP TYPE 75 | FIBER GLASS | SINGLE MATERIAL | NONE | DUCTS | YES | NO | 3 | 0.29 | K
JM | MICROLITE STANDARD DUCT WRAP TYPE 100 | FIBER GLASS | SINGLE MATERIAL | NONE | DUCTS | YES | NO | 1.5 | 0.27 | K
JM | MICROLITE STANDARD DUCT WRAP TYPE 100 | FIBER GLASS | SINGLE MATERIAL | NONE | DUCTS | YES | NO | 2 | 0.27 | K
JM | MICROLITE STANDARD DUCT WRAP TYPE 150 | FIBER GLASS | SINGLE MATERIAL | NONE | DUCTS | YES | NO | 1.5 | 0.25 | K
JM | MICROLITE STANDARD DUCT WRAP TYPE 150 | FIBER GLASS | SINGLE MATERIAL | NONE | DUCTS | YES | NO | 2 | 0.25 | K
JM | PRECIPITATOR SG | FIBER GLASS | SINGLE MATERIAL | NONE | EQUIPMENT | YES | NO | 1 | 0.24 | K
JM | PRECIPITATOR SG | FIBER GLASS | SINGLE MATERIAL | NONE | EQUIPMENT | YES | NO | 1.5 | 0.24 | K
JM | PRECIPITATOR SG | FIBER GLASS | SINGLE MATERIAL | NONE | EQUIPMENT | YES | NO | 2 | 0.24 | K
JM | PRECIPITATOR SG | FIBER GLASS | SINGLE MATERIAL | NONE | EQUIPMENT | YES | NO | 2.5 | 0.24 | K
JM | PRECIPITATOR SG | FIBER GLASS | SINGLE MATERIAL | NONE | EQUIPMENT | YES | NO | 3 | 0.24 | K
JM | PRECIPITATOR SG | FIBER GLASS | SINGLE MATERIAL | NONE | EQUIPMENT | YES | NO | 4 | 0.24 | K
JM | PIPE WRAP | FIBER GLASS | FACED SINGLE MATERIAL | PLASTIC | PIPES | YES | YES | 0.5 | 1.80 | R
JM | SG SERIES SPIN-GLAS SG22 | FIBER GLASS | SINGLE MATERIAL | NONE | EQUIPMENT | NO | NO | 0.5 | 0.22 | K
JM | SG SERIES SPIN-GLAS SG22 | FIBER GLASS | SINGLE MATERIAL | NONE | EQUIPMENT | NO | NO | 1 | 0.22 | K
JM | SG SERIES SPIN-GLAS SG22 | FIBER GLASS | SINGLE MATERIAL | NONE | EQUIPMENT | NO | NO | 1.5 | 0.22 | K
JM | SG SERIES SPIN-GLAS SG22 | FIBER GLASS | SINGLE MATERIAL | NONE | EQUIPMENT | NO | NO | 2 | 0.22 | K
JM | SG SERIES SPIN-GLAS SG22 | FIBER GLASS | SINGLE MATERIAL | NONE | EQUIPMENT | NO | NO | 2.5 | 0.22 | K
JM | SG SERIES SPIN-GLAS SG22 | FIBER GLASS | SINGLE MATERIAL | NONE | EQUIPMENT | NO | NO | 3 | 0.22 | K
JM | SG SERIES SPIN-GLAS SG22 | FIBER GLASS | SINGLE MATERIAL | NONE | EQUIPMENT | NO | NO | 3.5 | 0.22 | K
JM | SG SERIES SPIN-GLAS SG22 | FIBER GLASS | SINGLE MATERIAL | NONE | EQUIPMENT | NO | NO | 4 | 0.22 | K
JM | SG SERIES SPIN-GLAS SG23 | FIBER GLASS | SINGLE MATERIAL | NONE | EQUIPMENT | NO | NO | 0.5 | 0.23 | K
JM | SG SERIES SPIN-GLAS SG23 | FIBER GLASS | SINGLE MATERIAL | NONE | EQUIPMENT | NO | NO | 1 | 0.23 | K
JM | SG SERIES SPIN-GLAS SG23 | FIBER GLASS | SINGLE MATERIAL | NONE | EQUIPMENT | NO | NO | 1.5 | 0.23 | K
JM | SG SERIES SPIN-GLAS SG23 | FIBER GLASS | SINGLE MATERIAL | NONE | EQUIPMENT | NO | NO | 2 | 0.23 | K
JM | SG SERIES SPIN-GLAS SG23 | FIBER GLASS | SINGLE MATERIAL | NONE | EQUIPMENT | NO | NO | 2.5 | 0.23 | K
JM | SG SERIES SPIN-GLAS SG23 | FIBER GLASS | SINGLE MATERIAL | NONE | EQUIPMENT | NO | NO | 3 | 0.23 | K
JM | SG SERIES SPIN-GLAS SG23 | FIBER GLASS | SINGLE MATERIAL | NONE | EQUIPMENT | NO | NO | 3.5 | 0.23 | K
JM | SG SERIES SPIN-GLAS SG23 | FIBER GLASS | SINGLE MATERIAL | NONE | EQUIPMENT | NO | NO | 4 | 0.23 | K
JM | SG SERIES SPIN-GLAS SG24 | FIBER GLASS | SINGLE MATERIAL | NONE | EQUIPMENT | NO | NO | 0.5 | 0.24 | K
JM | SG SERIES SPIN-GLAS SG24 | FIBER GLASS | SINGLE MATERIAL | NONE | EQUIPMENT | NO | NO | 1 | 0.24 | K
JM | SG SERIES SPIN-GLAS SG24 | FIBER GLASS | SINGLE MATERIAL | NONE | EQUIPMENT | NO | NO | 1.5 | 0.24 | K
JM | SG SERIES SPIN-GLAS SG24 | FIBER GLASS | SINGLE MATERIAL | NONE | EQUIPMENT | NO | NO | 2 | 0.24 | K
JM | SG SERIES SPIN-GLAS SG24 | FIBER GLASS | SINGLE MATERIAL | NONE | EQUIPMENT | NO | NO | 2.5 | 0.24 | K
JM | SG SERIES SPIN-GLAS SG24 | FIBER GLASS | SINGLE MATERIAL | NONE | EQUIPMENT | NO | NO | 3 | 0.24 | K
JM | SG SERIES SPIN-GLAS SG24 | FIBER GLASS | SINGLE MATERIAL | NONE | EQUIPMENT | NO | NO | 3.5 | 0.24 | K
JM | SG SERIES SPIN-GLAS SG24 | FIBER GLASS | SINGLE MATERIAL | NONE | EQUIPMENT | NO | NO | 4 | 0.24 | K
JM | SG SERIES SPIN-GLAS SG25 | FIBER GLASS | SINGLE MATERIAL | NONE | EQUIPMENT | NO | NO | 0.5 | 0.25 | K
JM | SG SERIES SPIN-GLAS SG25 | FIBER GLASS | SINGLE MATERIAL | NONE | EQUIPMENT | NO | NO | 1 | 0.25 | K
JM | SG SERIES SPIN-GLAS SG25 | FIBER GLASS | SINGLE MATERIAL | NONE | EQUIPMENT | NO | NO | 1.5 | 0.25 | K
JM | SG SERIES SPIN-GLAS SG25 | FIBER GLASS | SINGLE MATERIAL | NONE | EQUIPMENT | NO | NO | 2 | 0.25 | K
JM | SG SERIES SPIN-GLAS SG25 | FIBER GLASS | SINGLE MATERIAL | NONE | EQUIPMENT | NO | NO | 2.5 | 0.25 | K
JM | SG SERIES SPIN-GLAS SG25 | FIBER GLASS | SINGLE MATERIAL | NONE | EQUIPMENT | NO | NO | 3 | 0.25 | K
JM | SG SERIES SPIN-GLAS SG25 | FIBER GLASS | SINGLE MATERIAL | NONE | EQUIPMENT | NO | NO | 3.5 | 0.25 | K
JM | SG SERIES SPIN-GLAS SG25 | FIBER GLASS | SINGLE MATERIAL | NONE | EQUIPMENT | NO | NO | 4 | 0.25 | K
JM | SG SERIES SPIN-GLAS SG26 | FIBER GLASS | SINGLE MATERIAL | NONE | EQUIPMENT | NO | NO | 0.5 | 0.26 | K
JM | SG SERIES SPIN-GLAS SG26 | FIBER GLASS | SINGLE MATERIAL | NONE | EQUIPMENT | NO | NO | 1 | 0.26 | K
JM | SG SERIES SPIN-GLAS SG26 | FIBER GLASS | SINGLE MATERIAL | NONE | EQUIPMENT | NO | NO | 1.5 | 0.26 | K
JM | SG SERIES SPIN-GLAS SG26 | FIBER GLASS | SINGLE MATERIAL | NONE | EQUIPMENT | NO | NO | 2 | 0.26 | K
JM | SG SERIES SPIN-GLAS SG26 | FIBER GLASS | SINGLE MATERIAL | NONE | EQUIPMENT | NO | NO | 2.5 | 0.26 | K
JM | SG SERIES SPIN-GLAS SG26 | FIBER GLASS | SINGLE MATERIAL | NONE | EQUIPMENT | NO | NO | 3 | 0.26 | K
JM | SG SERIES SPIN-GLAS SG26 | FIBER GLASS | SINGLE MATERIAL | NONE | EQUIPMENT | NO | NO | 3.5 | 0.26 | K
JM | SG SERIES SPIN-GLAS SG26 | FIBER GLASS | SINGLE MATERIAL | NONE | EQUIPMENT | NO | NO | 4 | 0.26 | K
JM | SG SERIES SPIN-GLAS SG28 | FIBER GLASS | SINGLE MATERIAL | NONE | EQUIPMENT | NO | NO | 0.5 | 0.27 | K
JM | SG SERIES SPIN-GLAS SG28 | FIBER GLASS | SINGLE MATERIAL | NONE | EQUIPMENT | NO | NO | 1 | 0.27 | K
JM | SG SERIES SPIN-GLAS SG28 | FIBER GLASS | SINGLE MATERIAL | NONE | EQUIPMENT | NO | NO | 1.5 | 0.27 | K
JM | SG SERIES SPIN-GLAS SG28 | FIBER GLASS | SINGLE MATERIAL | NONE | EQUIPMENT | NO | NO | 2 | 0.27 | K
JM | SG SERIES SPIN-GLAS SG28 | FIBER GLASS | SINGLE MATERIAL | NONE | EQUIPMENT | NO | NO | 2.5 | 0.27 | K
JM | SG SERIES SPIN-GLAS SG28 | FIBER GLASS | SINGLE MATERIAL | NONE | EQUIPMENT | NO | NO | 3 | 0.27 | K
JM | SG SERIES SPIN-GLAS SG28 | FIBER GLASS | SINGLE MATERIAL | NONE | EQUIPMENT | NO | NO | 3.5 | 0.27 | K
JM | SG SERIES SPIN-GLAS SG28 | FIBER GLASS | SINGLE MATERIAL | NONE | EQUIPMENT | NO | NO | 4 | 0.27 | K
JM | SG SERIES SPIN-GLAS SG30 | FIBER GLASS | SINGLE MATERIAL | NONE | EQUIPMENT | NO | NO | 0.5 | 0.3 | K
JM | SG SERIES SPIN-GLAS SG30 | FIBER GLASS | SINGLE MATERIAL | NONE | EQUIPMENT | NO | NO | 1 | 0.3 | K
JM | SG SERIES SPIN-GLAS SG30 | FIBER GLASS | SINGLE MATERIAL | NONE | EQUIPMENT | NO | NO | 1.5 | 0.3 | K
JM | SG SERIES SPIN-GLAS SG30 | FIBER GLASS | SINGLE MATERIAL | NONE | EQUIPMENT | NO | NO | 2 | 0.3 | K
JM | SG SERIES SPIN-GLAS SG30 | FIBER GLASS | SINGLE MATERIAL | NONE | EQUIPMENT | NO | NO | 2.5 | 0.3 | K
JM | SG SERIES SPIN-GLAS SG30 | FIBER GLASS | SINGLE MATERIAL | NONE | EQUIPMENT | NO | NO | 3 | 0.3 | K
JM | SG SERIES SPIN-GLAS SG30 | FIBER GLASS | SINGLE MATERIAL | NONE | EQUIPMENT | NO | NO | 3.5 | 0.3 | K
JM | SG SERIES SPIN-GLAS SG30 | FIBER GLASS | SINGLE MATERIAL | NONE | EQUIPMENT | NO | NO | 4 | 0.3 | K
JM | SG SERIES SPIN-GLAS SG32 | FIBER GLASS | SINGLE MATERIAL | NONE | EQUIPMENT | NO | NO | 0.5 | 0.32 | K
JM | SG SERIES SPIN-GLAS SG32 | FIBER GLASS | SINGLE MATERIAL | NONE | EQUIPMENT | NO | NO | 1 | 0.32 | K
JM | SG SERIES SPIN-GLAS SG32 | FIBER GLASS | SINGLE MATERIAL | NONE | EQUIPMENT | NO | NO | 1.5 | 0.32 | K
JM | SG SERIES SPIN-GLAS SG32 | FIBER GLASS | SINGLE MATERIAL | NONE | EQUIPMENT | NO | NO | 2 | 0.32 | K
JM | SG SERIES SPIN-GLAS SG32 | FIBER GLASS | SINGLE MATERIAL | NONE | EQUIPMENT | NO | NO | 2.5 | 0.32 | K
JM | SG SERIES SPIN-GLAS SG32 | FIBER GLASS | SINGLE MATERIAL | NONE | EQUIPMENT | NO | NO | 3 | 0.32 | K
JM | SG SERIES SPIN-GLAS SG32 | FIBER GLASS | SINGLE MATERIAL | NONE | EQUIPMENT | NO | NO | 3.5 | 0.32 | K
JM | SG SERIES SPIN-GLAS SG32 | FIBER GLASS | SINGLE MATERIAL | NONE | EQUIPMENT | NO | NO | 4 | 0.32 | K
JM | SG SERIES SPIN-GLAS SG34 | FIBER GLASS | SINGLE MATERIAL | NONE | EQUIPMENT | NO | NO | 0.5 | 0.34 | K
JM | SG SERIES SPIN-GLAS SG34 | FIBER GLASS | SINGLE MATERIAL | NONE | EQUIPMENT | NO | NO | 1 | 0.34 | K
JM | SG SERIES SPIN-GLAS SG34 | FIBER GLASS | SINGLE MATERIAL | NONE | EQUIPMENT | NO | NO | 1.5 | 0.34 | K
JM | SG SERIES SPIN-GLAS SG34 | FIBER GLASS | SINGLE MATERIAL | NONE | EQUIPMENT | NO | NO | 2 | 0.34 | K
JM | SG SERIES SPIN-GLAS SG34 | FIBER GLASS | SINGLE MATERIAL | NONE | EQUIPMENT | NO | NO | 2.5 | 0.34 | K
JM | SG SERIES SPIN-GLAS SG34 | FIBER GLASS | SINGLE MATERIAL | NONE | EQUIPMENT | NO | NO | 3 | 0.34 | K
JM | SG SERIES SPIN-GLAS SG34 | FIBER GLASS | SINGLE MATERIAL | NONE | EQUIPMENT | NO | NO | 3.5 | 0.34 | K
JM | SG SERIES SPIN-GLAS SG34 | FIBER GLASS | SINGLE MATERIAL | NONE | EQUIPMENT | NO | NO | 4 | 0.34 | K
JM | SPIN-GLAS WH XG / RANGE-GLAS XG - 1.02 PCF | FIBER GLASS | SINGLE MATERIAL | NONE | EQUIPMENT | NO | NO | 1 | 0.26 | K
JM | SPIN-GLAS WH XG / RANGE-GLAS XG - 1.02 PCF | FIBER GLASS | SINGLE MATERIAL | NONE | EQUIPMENT | NO | NO | 1.5 | 0.26 | K
JM | SPIN-GLAS WH XG / RANGE-GLAS XG - 1.02 PCF | FIBER GLASS | SINGLE MATERIAL | NONE | EQUIPMENT | NO | NO | 2 | 0.26 | K
JM | SPIN-GLAS WH XG / RANGE-GLAS XG - 1.02 PCF | FIBER GLASS | SINGLE MATERIAL | NONE | EQUIPMENT | NO | NO | 2.5 | 0.26 | K
JM | SPIN-GLAS WH XG / RANGE-GLAS XG - 1.02 PCF | FIBER GLASS | SINGLE MATERIAL | NONE | EQUIPMENT | NO | NO | 3 | 0.26 | K
JM | SPIN-GLAS WH XG / RANGE-GLAS XG - 1.02 PCF | FIBER GLASS | SINGLE MATERIAL | NONE | EQUIPMENT | NO | NO | 3.5 | 0.26 | K
JM | SPIN-GLAS WH XG / RANGE-GLAS XG - 1.02 PCF | FIBER GLASS | SINGLE MATERIAL | NONE | EQUIPMENT | NO | NO | 4 | 0.26 | K
JM | SPIN-GLAS WH XG / RANGE-GLAS XG - 1.26 PCF | FIBER GLASS | SINGLE MATERIAL | NONE | EQUIPMENT | NO | NO | 1 | 0.24 | K
JM | SPIN-GLAS WH XG / RANGE-GLAS XG - 1.26 PCF | FIBER GLASS | SINGLE MATERIAL | NONE | EQUIPMENT | NO | NO | 1.5 | 0.24 | K
JM | SPIN-GLAS WH XG / RANGE-GLAS XG - 1.26 PCF | FIBER GLASS | SINGLE MATERIAL | NONE | EQUIPMENT | NO | NO | 2 | 0.24 | K
JM | SPIN-GLAS WH XG / RANGE-GLAS XG - 1.26 PCF | FIBER GLASS | SINGLE MATERIAL | NONE | EQUIPMENT | NO | NO | 2.5 | 0.24 | K
JM | SPIN-GLAS WH XG / RANGE-GLAS XG - 1.26 PCF | FIBER GLASS | SINGLE MATERIAL | NONE | EQUIPMENT | NO | NO | 3 | 0.24 | K
JM | SPIN-GLAS WH XG / RANGE-GLAS XG - 1.76 PCF | FIBER GLASS | SINGLE MATERIAL | NONE | EQUIPMENT | NO | NO | 1 | 0.23 | K
JM | SPIN-GLAS WH XG / RANGE-GLAS XG - 1.76 PCF | FIBER GLASS | SINGLE MATERIAL | NONE | EQUIPMENT | NO | NO | 1.5 | 0.23 | K
JM | SPIN-GLAS WH XG / RANGE-GLAS XG - 1.76 PCF | FIBER GLASS | SINGLE MATERIAL | NONE | EQUIPMENT | NO | NO | 2 | 0.23 | K
JM | SPIN-GLAS WH XG / RANGE-GLAS XG - 2.00 PCF | FIBER GLASS | SINGLE MATERIAL | NONE | EQUIPMENT | NO | NO | 1 | 0.22 | K
JM | SPIN-GLAS WH XG / RANGE-GLAS XG - 2.00 PCF | FIBER GLASS | SINGLE MATERIAL | NONE | EQUIPMENT | NO | NO | 1.5 | 0.22 | K
JM | SPIN-GLAS WH XG / RANGE-GLAS XG - 2.00 PCF | FIBER GLASS | SINGLE MATERIAL | NONE | EQUIPMENT | NO | NO | 2 | 0.22 | K
JM | SPIN-GLAS WH XG / RANGE-GLAS XG - 2.50 PCF | FIBER GLASS | SINGLE MATERIAL | NONE | EQUIPMENT | NO | NO | 1 | 0.22 | K
JM | SPIN-GLAS WH XG / RANGE-GLAS XG - 2.50 PCF | FIBER GLASS | SINGLE MATERIAL | NONE | EQUIPMENT | NO | NO | 1.5 | 0.22 | K
JM | SPIRACOUSTIC PLUS | FIBER GLASS | FACED SINGLE MATERIAL | FSK | DUCTS | YES | YES | 1 | 4.3 | R
JM | SPIRACOUSTIC PLUS | FIBER GLASS | FACED SINGLE MATERIAL | FSK | DUCTS | YES | YES | 1.5 | 6.5 | R
JM | SPIRACOUSTIC PLUS | FIBER GLASS | FACED SINGLE MATERIAL | FSK | DUCTS | YES | YES | 2 | 8.7 | R
JM | SPIRAL SG 75 | FIBER GLASS | SINGLE MATERIAL | NONE | DUCTS | YES | NO | 1 | 0.3 | K
JM | SPIRAL SG 76 | FIBER GLASS | SINGLE MATERIAL | NONE | DUCTS | YES | NO | 2 | 0.3 | K
JM | SPIRAL SG 85 | FIBER GLASS | SINGLE MATERIAL | NONE | DUCTS | YES | NO | 1 | 0.27 | K
JM | SPIRAL SG 85 | FIBER GLASS | SINGLE MATERIAL | NONE | DUCTS | YES | NO | 2 | 0.27 | K
JM | SPIRAL SG 100 | FIBER GLASS | SINGLE MATERIAL | NONE | DUCTS | YES | NO | 1 | 0.26 | K
JM | SPIRAL SG 100 | FIBER GLASS | SINGLE MATERIAL | NONE | DUCTS | YES | NO | 2 | 0.26 | K
JM | SPIRAL SG 125 | FIBER GLASS | SINGLE MATERIAL | NONE | DUCTS | YES | NO | 1 | 0.25 | K
JM | SPIRAL SG 125 | FIBER GLASS | SINGLE MATERIAL | NONE | DUCTS | YES | NO | 2 | 0.25 | K
JM | SPIRAL SG 150 | FIBER GLASS | SINGLE MATERIAL | NONE | DUCTS | YES | NO | 1 | 0.24 | K
JM | SPIRAL SG 150 | FIBER GLASS | SINGLE MATERIAL | NONE | DUCTS | YES | NO | 2 | 0.24 | K
JM | SUPERDUCT 475 | FIBER GLASS | FACED SINGLE MATERIAL | FSK | DUCTS | YES | YES | 1 | 4.3 | R
JM | SUPERDUCT 800 | FIBER GLASS | FACED SINGLE MATERIAL | FSK | DUCTS | YES | YES | 1.5 | 6.5 | R
JM | SUPERDUCT 800 | FIBER GLASS | FACED SINGLE MATERIAL | FSK | DUCTS | YES | YES | 2 | 8.7 | R
JM | ZESTON HI-LO INSULATION INSERTS | FIBER GLASS | SINGLE MATERIAL | NONE | PIPES | YES | NO | 2 | 0.26 | K
** @100F
* DESCRIPTION OF BRAND CODES:
JM = JOHNS MANVILLE
Knauf Insulation - T 1002 |  |  |  | Updated 10/28/2024
KNF | ALLEY-K | FIBER GLASS | FACED SINGLE MATERIAL | PAPER | PIPES | YES | YES | 0.5 | 0.23 | K
KNF | ALLEY-K | FIBER GLASS | FACED SINGLE MATERIAL | PAPER | PIPES | YES | YES | 1 | 0.23 | K
KNF | ALLEY-K | FIBER GLASS | FACED SINGLE MATERIAL | PAPER | PIPES | YES | YES | 1.5 | 0.23 | K
KNF | ALLEY-K | FIBER GLASS | FACED SINGLE MATERIAL | PAPER | PIPES | YES | YES | 2 | 0.23 | K
KNF | ALLEY-K | FIBER GLASS | FACED SINGLE MATERIAL | PAPER | PIPES | YES | YES | 2.5 | 0.23 | K
KNF | ALLEY-K | FIBER GLASS | FACED SINGLE MATERIAL | PAPER | PIPES | YES | YES | 3 | 0.23 | K
KNF | ALLEY-K | FIBER GLASS | FACED SINGLE MATERIAL | PAPER | PIPES | YES | YES | 3.5 | 0.23 | K
KNF | ALLEY-K | FIBER GLASS | FACED SINGLE MATERIAL | PAPER | PIPES | YES | YES | 4 | 0.23 | K
KNF | ALLEY-K | FIBER GLASS | FACED SINGLE MATERIAL | PAPER | PIPES | YES | YES | 4.5 | 0.23 | K
KNF | ALLEY-K | FIBER GLASS | FACED SINGLE MATERIAL | PAPER | PIPES | YES | YES | 5 | 0.23 | K
KNF | ALLEY-K | FIBER GLASS | FACED SINGLE MATERIAL | PAPER | PIPES | YES | YES | 5.5 | 0.23 | K
KNF | ALLEY-K | FIBER GLASS | FACED SINGLE MATERIAL | PAPER | PIPES | YES | YES | 6 | 0.23 | K
KNF | ALLEY WRAP FCD .75 PCF | FIBER GLASS | FACED SINGLE MATERIAL | METAL | DUCTS | YES | YES | 1.5 | 4.2 | R
KNF | ALLEY WRAP FCD .75 PCF | FIBER GLASS | FACED SINGLE MATERIAL | METAL | DUCTS | YES | YES | 2 | 5.6 | R
KNF | ALLEY WRAP FCD .75 PCF | FIBER GLASS | FACED SINGLE MATERIAL | METAL | DUCTS | YES | YES | 2.5 | 7 | R
KNF | ALLEY WRAP FCD .75 PCF | FIBER GLASS | FACED SINGLE MATERIAL | METAL | DUCTS | YES | YES | 3 | 8.4 | R
KNF | ALLEY WRAP FCD 1.0 PCF | FIBER GLASS | FACED SINGLE MATERIAL | METAL | DUCTS | YES | YES | 1.5 | 4.5 | R
KNF | ALLEY WRAP FCD 1.0 PCF | FIBER GLASS | FACED SINGLE MATERIAL | METAL | DUCTS | YES | YES | 2 | 6 | R
KNF | ALLEY WRAP FCD 1.5 PCF | FIBER GLASS | FACED SINGLE MATERIAL | METAL | DUCTS | YES | YES | 1.5 | 4.8 | R
KNF | ALLEY WRAP FCD 1.5 PCF | FIBER GLASS | FACED SINGLE MATERIAL | METAL | DUCTS | YES | YES | 2 | 6.4 | R
KNF | ALLEY WRAP PLN .75 PCF | FIBER GLASS | SINGLE MATERIAL | NONE | DUCTS | YES | NO | 1.5 | 4.2 | R
KNF | ALLEY WRAP PLN .75 PCF | FIBER GLASS | SINGLE MATERIAL | NONE | DUCTS | YES | NO | 2 | 5.6 | R
KNF | ALLEY WRAP PLN 1.0 PCF | FIBER GLASS | SINGLE MATERIAL | NONE | DUCTS | YES | NO | 1.5 | 4.5 | R
KNF | ALLEY WRAP PLN 1.0 PCF | FIBER GLASS | SINGLE MATERIAL | NONE | DUCTS | YES | NO | 2 | 6 | R
KNF | DTWP FCD .75PCF | FIBER GLASS | FACED SINGLE MATERIAL | METAL | DUCTS | YES | YES | 1.5 | 4.2 | R
KNF | DTWP FCD .75PCF | FIBER GLASS | FACED SINGLE MATERIAL | METAL | DUCTS | YES | YES | 2 | 5.6 | R
KNF | DTWP FCD .75PCF | FIBER GLASS | FACED SINGLE MATERIAL | METAL | DUCTS | YES | YES | 2.19 | 6 | R
KNF | DTWP FCD .75PCF | FIBER GLASS | FACED SINGLE MATERIAL | METAL | DUCTS | YES | YES | 2.5 | 7 | R
KNF | DTWP FCD .75PCF | FIBER GLASS | FACED SINGLE MATERIAL | METAL | DUCTS | YES | YES | 3 | 8.4 | R
KNF | DTWP FCD .75PCF | FIBER GLASS | FACED SINGLE MATERIAL | PLASTIC | DUCTS | YES | YES | 1.5 | 4.2 | R
KNF | DTWP FCD .75PCF | FIBER GLASS | FACED SINGLE MATERIAL | PLASTIC | DUCTS | YES | YES | 2 | 5.6 | R
KNF | DTWP FCD .75PCF | FIBER GLASS | FACED SINGLE MATERIAL | PLASTIC | DUCTS | YES | YES | 3 | 8.4 | R
KNF | DTWP FCD 1.0PCF | FIBER GLASS | FACED SINGLE MATERIAL | METAL | DUCTS | YES | YES | 1.5 | 4.5 | R
KNF | DTWP FCD 1.0PCF | FIBER GLASS | FACED SINGLE MATERIAL | METAL | DUCTS | YES | YES | 2 | 6 | R
KNF | DTWP FCD 1.0PCF | FIBER GLASS | FACED SINGLE MATERIAL | PLASTIC | DUCTS | YES | YES | 1.5 | 4.5 | R
KNF | DTWP FCD 1.0PCF | FIBER GLASS | FACED SINGLE MATERIAL | PLASTIC | DUCTS | YES | YES | 2 | 6 | R
KNF | DTWP FCD 1.5PCF | FIBER GLASS | FACED SINGLE MATERIAL | METAL | DUCTS | YES | YES | 1 | 3.2 | R
KNF | DTWP FCD 1.5PCF | FIBER GLASS | FACED SINGLE MATERIAL | METAL | DUCTS | YES | YES | 1.5 | 4.8 | R
KNF | DTWP FCD 1.5PCF | FIBER GLASS | FACED SINGLE MATERIAL | METAL | DUCTS | YES | YES | 2 | 6.4 | R
KNF | DTWP FCD 1.5PCF | FIBER GLASS | FACED SINGLE MATERIAL | PLASTIC | DUCTS | YES | YES | 1.5 | 4.8 | R
KNF | DTWP FCD 1.5PCF | FIBER GLASS | FACED SINGLE MATERIAL | PLASTIC | DUCTS | YES | YES | 2 | 6.4 | R
KNF | DTWP PLN .75PCF | FIBER GLASS | SINGLE MATERIAL | NONE | DUCTS | YES | NO | 1 | 2.8 | R
KNF | DTWP PLN .75PCF | FIBER GLASS | SINGLE MATERIAL | NONE | DUCTS | YES | NO | 1.5 | 4.2 | R
KNF | DTWP PLN .75PCF | FIBER GLASS | SINGLE MATERIAL | NONE | DUCTS | YES | NO | 2 | 5.6 | R
KNF | DTWP PLN .75PCF | FIBER GLASS | SINGLE MATERIAL | NONE | DUCTS | YES | NO | 2.19 | 6 | R
KNF | DTWP PLN .75PCF | FIBER GLASS | SINGLE MATERIAL | NONE | DUCTS | YES | NO | 2.5 | 7 | R
KNF | DTWP PLN .75PCF | FIBER GLASS | SINGLE MATERIAL | NONE | DUCTS | YES | NO | 2.5 | 7 | R
KNF | DTWP PLN .75PCF | FIBER GLASS | SINGLE MATERIAL | NONE | DUCTS | YES | NO | 3 | 8.4 | R
KNF | DTWP PLN 1.0PCF | FIBER GLASS | SINGLE MATERIAL | NONE | DUCTS | YES | NO | 1.5 | 4.5 | R
KNF | DTWP PLN 1.0PCF | FIBER GLASS | SINGLE MATERIAL | NONE | DUCTS | YES | NO | 2 | 6 | R
KNF | DTWP VIN .75PCF | FIBER GLASS | FACED SINGLE MATERIAL | PLASTIC | DUCTS | YES | YES | 1.5 | 4.2 | R
KNF | DTWP VIN .75PCF | FIBER GLASS | FACED SINGLE MATERIAL | PLASTIC | DUCTS | YES | YES | 2 | 5.6 | R
KNF | DTWP VIN .75PCF | FIBER GLASS | FACED SINGLE MATERIAL | PLASTIC | DUCTS | YES | YES | 3 | 8.4 | R
KNF | EARTHWOOL 1000° | FIBER GLASS | FACED SINGLE MATERIAL | PAPER | PIPES | YES | YES | 0.5 | 0.23 | K
KNF | EARTHWOOL 1000° | FIBER GLASS | FACED SINGLE MATERIAL | PAPER | PIPES | YES | YES | 1 | 0.23 | K
KNF | EARTHWOOL 1000° | FIBER GLASS | FACED SINGLE MATERIAL | PAPER | PIPES | YES | YES | 1.5 | 0.23 | K
KNF | EARTHWOOL 1000° | FIBER GLASS | FACED SINGLE MATERIAL | PAPER | PIPES | YES | YES | 2 | 0.23 | K
KNF | EARTHWOOL 1000° | FIBER GLASS | FACED SINGLE MATERIAL | PAPER | PIPES | YES | YES | 2.5 | 0.23 | K
KNF | EARTHWOOL 1000° | FIBER GLASS | FACED SINGLE MATERIAL | PAPER | PIPES | YES | YES | 3 | 0.23 | K
KNF | EARTHWOOL 1000° | FIBER GLASS | FACED SINGLE MATERIAL | PAPER | PIPES | YES | YES | 3.5 | 0.23 | K
KNF | EARTHWOOL 1000° | FIBER GLASS | FACED SINGLE MATERIAL | PAPER | PIPES | YES | YES | 4 | 0.23 | K
KNF | EARTHWOOL 1000° | FIBER GLASS | FACED SINGLE MATERIAL | PAPER | PIPES | YES | YES | 4.5 | 0.23 | K
KNF | EARTHWOOL 1000° | FIBER GLASS | FACED SINGLE MATERIAL | PAPER | PIPES | YES | YES | 5 | 0.23 | K
KNF | EARTHWOOL 1000° | FIBER GLASS | FACED SINGLE MATERIAL | PAPER | PIPES | YES | YES | 5.5 | 0.23 | K
KNF | EARTHWOOL 1000° | FIBER GLASS | FACED SINGLE MATERIAL | PAPER | PIPES | YES | YES | 6 | 0.23 | K
KNF | REDI-KLAD 1000° | FIBER GLASS | FACED SINGLE MATERIAL | METAL | PIPES | YES | YES | 0.5 | 0.23 | K
KNF | REDI-KLAD 1000° | FIBER GLASS | FACED SINGLE MATERIAL | METAL | PIPES | YES | YES | 1 | 0.23 | K
KNF | REDI-KLAD 1000° | FIBER GLASS | FACED SINGLE MATERIAL | METAL | PIPES | YES | YES | 1.5 | 0.23 | K
KNF | REDI-KLAD 1000° | FIBER GLASS | FACED SINGLE MATERIAL | METAL | PIPES | YES | YES | 2 | 0.23 | K
KNF | REDI-KLAD 1000° | FIBER GLASS | FACED SINGLE MATERIAL | METAL | PIPES | YES | YES | 2.5 | 0.23 | K
KNF | REDI-KLAD 1000° | FIBER GLASS | FACED SINGLE MATERIAL | METAL | PIPES | YES | YES | 3 | 0.23 | K
KNF | REDI-KLAD 1000° | FIBER GLASS | FACED SINGLE MATERIAL | METAL | PIPES | YES | YES | 3.5 | 0.23 | K
KNF | REDI-KLAD 1000° | FIBER GLASS | FACED SINGLE MATERIAL | METAL | PIPES | YES | YES | 4 | 0.23 | K
KNF | REDI-KLAD 1000° | FIBER GLASS | FACED SINGLE MATERIAL | METAL | PIPES | YES | YES | 4.5 | 0.23 | K
KNF | REDI-KLAD 1000° | FIBER GLASS | FACED SINGLE MATERIAL | METAL | PIPES | YES | YES | 5 | 0.23 | K
KNF | REDI-KLAD 1000° | FIBER GLASS | FACED SINGLE MATERIAL | METAL | PIPES | YES | YES | 5.5 | 0.23 | K
KNF | REDI-KLAD 1000° | FIBER GLASS | FACED SINGLE MATERIAL | METAL | PIPES | YES | YES | 6 | 0.23 | K
* DESCRIPTION OF BRAND CODES:
KNF = KNAUF INSULATION
M-D Building Products Inc - T 1120 |  |  |  | Updated 11/19/2024
MD | 04929 | FIBER GLASS | SINGLE MATERIAL | NONE | PIPES | YES | NO | 0.5 | 1.7 | R
MD | 04937 | FIBER GLASS | SINGLE MATERIAL | NONE | PIPES | YES | NO | 0.5 | 1.7 | R
* DESCRIPTION OF BRAND CODES:
MD = M-D BUILDING PRODUCTS
Owens Corning Insulating Systems LLC - T 1428 |  |  |  | Updated 09/28/2018
FG | COMML WRAP T 75 | FIBER GLASS | FACED SINGLE MATERIAL | METAL | DUCTS | YES | YES | 1.5 | 4.2 | R
FG | COMML WRAP T 75 | FIBER GLASS | FACED SINGLE MATERIAL | METAL | DUCTS | YES | YES | 2 | 5.6 | R
FG | COMML WRAP T 75 | FIBER GLASS | FACED SINGLE MATERIAL | METAL | DUCTS | YES | YES | 3 | 8.3 | R
FG | COMML WRAP T 100 | FIBER GLASS | FACED SINGLE MATERIAL | METAL | DUCTS | YES | YES | 1.5 | 4.5 | R
FG | COMML WRAP T 100 | FIBER GLASS | FACED SINGLE MATERIAL | METAL | DUCTS | YES | YES | 2 | 6 | R
FG | COMML WRAP T 150 | FIBER GLASS | FACED SINGLE MATERIAL | METAL | DUCTS | YES | YES | 1.5 | 4.8 | R
FG | COMML WRAP T 150 | FIBER GLASS | FACED SINGLE MATERIAL | METAL | DUCTS | YES | YES | 2 | 6.4 | R
FG | DUCTWRAP | FIBER GLASS | FACED SINGLE MATERIAL | METAL | DUCTS | YES | YES | 1.5 | 4.2 | R
FG | DUCTWRAP | FIBER GLASS | FACED SINGLE MATERIAL | METAL | DUCTS | YES | YES | 2 | 5.6 | R
FG | DUCTWRAP | FIBER GLASS | FACED SINGLE MATERIAL | METAL | DUCTS | YES | YES | 2.2 | 6 | R
FG | DUCTWRAP | FIBER GLASS | FACED SINGLE MATERIAL | METAL | DUCTS | YES | YES | 3 | 8.3 | R
FG | FDM TYPE-PFT | FIBER GLASS | SINGLE MATERIAL | NONE | DUCTS | NO | NO | 1 | 0.29 | K
FG | FDM TYPE-PFT | FIBER GLASS | SINGLE MATERIAL | NONE | DUCTS | NO | NO | 1.25 | 0.29 | K
FG | FDM TYPE-PFT | FIBER GLASS | SINGLE MATERIAL | NONE | DUCTS | NO | NO | 1.5 | 0.29 | K
FG | FDM TYPE-PFT | FIBER GLASS | SINGLE MATERIAL | NONE | DUCTS | NO | NO | 1.75 | 0.29 | K
FG | FDM TYPE-PFT | FIBER GLASS | SINGLE MATERIAL | NONE | DUCTS | NO | NO | 2 | 0.29 | K
FG | FDM TYPE-PFT | FIBER GLASS | SINGLE MATERIAL | NONE | DUCTS | NO | NO | 2.25 | 0.29 | K
FG | FDM TYPE-PFT | FIBER GLASS | SINGLE MATERIAL | NONE | DUCTS | NO | NO | 2.5 | 0.29 | K
FG | FLEXWRAP-FRK | FIBER GLASS | FACED SINGLE MATERIAL | MTL/PPR | EQUIP/PIPES | YES | YES | 1 | 0.23 | K
FG | FLEXWRAP-FRK | FIBER GLASS | FACED SINGLE MATERIAL | MTL/PPR | EQUIP/PIPES | YES | YES | 1.5 | 0.23 | K
FG | FLEXWRAP-FRK | FIBER GLASS | FACED SINGLE MATERIAL | MTL/PPR | EQUIP/PIPES | YES | YES | 2 | 0.23 | K
FG | FLEXWRAP-FRK | FIBER GLASS | FACED SINGLE MATERIAL | MTL/PPR | EQUIP/PIPES | YES | YES | 2.5 | 0.23 | K
FG | FLEXWRAP-FRK | FIBER GLASS | FACED SINGLE MATERIAL | MTL/PPR | EQUIP/PIPES | YES | YES | 3 | 0.23 | K
FG | FLEXWRAP-PSK | FIBER GLASS | FACED SINGLE MATERIAL | MTL/PPR | EQUIP/PIPES | YES | YES | 1 | 0.23 | K
FG | FLEXWRAP-PSK | FIBER GLASS | FACED SINGLE MATERIAL | MTL/PPR | EQUIP/PIPES | YES | YES | 1.5 | 0.23 | K
FG | FLEXWRAP-PSK | FIBER GLASS | FACED SINGLE MATERIAL | MTL/PPR | EQUIP/PIPES | YES | YES | 2 | 0.23 | K
FG | FLEXWRAP-PSK | FIBER GLASS | FACED SINGLE MATERIAL | MTL/PPR | EQUIP/PIPES | YES | YES | 2.5 | 0.23 | K
FG | FLEXWRAP-PSK | FIBER GLASS | FACED SINGLE MATERIAL | MTL/PPR | EQUIP/PIPES | YES | YES | 3 | 0.23 | K
FG | PIPE AND TANK - ASJ | FIBER GLASS | FACED SINGLE MATERIAL | MTL/PPR | EQUIP/PIPES | YES | YES | 0.5 | 0.26 | K
FG | PIPE AND TANK - ASJ | FIBER GLASS | FACED SINGLE MATERIAL | MTL/PPR | EQUIP/PIPES | YES | YES | 1 | 0.26 | K
FG | PIPE AND TANK - ASJ | FIBER GLASS | FACED SINGLE MATERIAL | MTL/PPR | EQUIP/PIPES | YES | YES | 1.5 | 0.26 | K
FG | PIPE AND TANK - ASJ | FIBER GLASS | FACED SINGLE MATERIAL | MTL/PPR | EQUIP/PIPES | YES | YES | 2 | 0.26 | K
FG | PIPE AND TANK - ASJ | FIBER GLASS | FACED SINGLE MATERIAL | MTL/PPR | EQUIP/PIPES | YES | YES | 2.5 | 0.26 | K
FG | PIPE AND TANK - ASJ | FIBER GLASS | FACED SINGLE MATERIAL | MTL/PPR | EQUIP/PIPES | YES | YES | 3 | 0.26 | K
FG | PIPE AND TANK - ASJ | FIBER GLASS | FACED SINGLE MATERIAL | MTL/PPR | EQUIP/PIPES | YES | YES | 3.5 | 0.26 | K
FG | PIPE AND TANK - ASJ MAX | FIBER GLASS | FACED SINGLE MATERIAL | MTL/PPR | EQUIP/PIPES | YES | YES | 0.5 | 0.26 | K
FG | PIPE AND TANK - ASJ MAX | FIBER GLASS | FACED SINGLE MATERIAL | MTL/PPR | EQUIP/PIPES | YES | YES | 1 | 0.26 | K
FG | PIPE AND TANK - ASJ MAX | FIBER GLASS | FACED SINGLE MATERIAL | MTL/PPR | EQUIP/PIPES | YES | YES | 1.5 | 0.26 | K
FG | PIPE AND TANK - ASJ MAX | FIBER GLASS | FACED SINGLE MATERIAL | MTL/PPR | EQUIP/PIPES | YES | YES | 2 | 0.26 | K
FG | PIPE AND TANK - ASJ MAX | FIBER GLASS | FACED SINGLE MATERIAL | MTL/PPR | EQUIP/PIPES | YES | YES | 2.5 | 0.26 | K
FG | PIPE AND TANK - ASJ MAX | FIBER GLASS | FACED SINGLE MATERIAL | MTL/PPR | EQUIP/PIPES | YES | YES | 3 | 0.26 | K
FG | PIPE AND TANK - ASJ MAX | FIBER GLASS | FACED SINGLE MATERIAL | MTL/PPR | EQUIP/PIPES | YES | YES | 3.5 | 0.26 | K
FG | PIPE INSUL -ASJ MAX-SSL MAX | FIBER GLASS | FACED SINGLE MATERIAL | MTL/PPR | PIPES | YES | YES | 0.5 | 0.25 | K
FG | PIPE INSUL -ASJ MAX-SSL MAX | FIBER GLASS | FACED SINGLE MATERIAL | MTL/PPR | PIPES | YES | YES | 1 | 0.25 | K
FG | PIPE INSUL -ASJ MAX-SSL MAX | FIBER GLASS | FACED SINGLE MATERIAL | MTL/PPR | PIPES | YES | YES | 1.5 | 0.25 | K
FG | PIPE INSUL -ASJ MAX-SSL MAX | FIBER GLASS | FACED SINGLE MATERIAL | MTL/PPR | PIPES | YES | YES | 2 | 0.25 | K
FG | PIPE INSUL -ASJ MAX-SSL MAX | FIBER GLASS | FACED SINGLE MATERIAL | MTL/PPR | PIPES | YES | YES | 2.5 | 0.25 | K
FG | PIPE INSUL -ASJ MAX-SSL MAX | FIBER GLASS | FACED SINGLE MATERIAL | MTL/PPR | PIPES | YES | YES | 3 | 0.25 | K
FG | PIPE INSUL -ASJ MAX-SSL MAX | FIBER GLASS | FACED SINGLE MATERIAL | MTL/PPR | PIPES | YES | YES | 3.5 | 0.25 | K
FG | PIPE INSUL -ASJ MAX-SSL MAX | FIBER GLASS | FACED SINGLE MATERIAL | MTL/PPR | PIPES | YES | YES | 4 | 0.25 | K
FG | PIPE INSUL -ASJ MAX-SSL MAX | FIBER GLASS | FACED SINGLE MATERIAL | MTL/PPR | PIPES | YES | YES | 4.5 | 0.25 | K
FG | PIPE INSUL -ASJ MAX-SSL MAX | FIBER GLASS | FACED SINGLE MATERIAL | MTL/PPR | PIPES | YES | YES | 5 | 0.25 | K
FG | PIPE INSUL -ASJ MAX-SSL MAX | FIBER GLASS | FACED SINGLE MATERIAL | MTL/PPR | PIPES | YES | YES | 5.5 | 0.25 | K
FG | PIPE INSUL -ASJ MAX-SSL MAX | FIBER GLASS | FACED SINGLE MATERIAL | MTL/PPR | PIPES | YES | YES | 6 | 0.25 | K
FG | PIPE INSUL -NO WRAP | FIBER GLASS | SINGLE MATERIAL | NONE | PIPES | YES | NO | 0.5 | 0.25 | K
FG | PIPE INSUL -NO WRAP | FIBER GLASS | SINGLE MATERIAL | NONE | PIPES | YES | NO | 1 | 0.25 | K
FG | PIPE INSUL -NO WRAP | FIBER GLASS | SINGLE MATERIAL | NONE | PIPES | YES | NO | 1.5 | 0.25 | K
FG | PIPE INSUL -NO WRAP | FIBER GLASS | SINGLE MATERIAL | NONE | PIPES | YES | NO | 2 | 0.25 | K
FG | PIPE INSUL -NO WRAP | FIBER GLASS | SINGLE MATERIAL | NONE | PIPES | YES | NO | 2.5 | 0.25 | K
FG | PIPE INSUL -NO WRAP | FIBER GLASS | SINGLE MATERIAL | NONE | PIPES | YES | NO | 3 | 0.25 | K
FG | PIPE INSUL -NO WRAP | FIBER GLASS | SINGLE MATERIAL | NONE | PIPES | YES | NO | 3.5 | 0.25 | K
FG | PIPE INSUL -NO WRAP | FIBER GLASS | SINGLE MATERIAL | NONE | PIPES | YES | NO | 4 | 0.25 | K
FG | PIPE INSUL -NO WRAP | FIBER GLASS | SINGLE MATERIAL | NONE | PIPES | YES | NO | 4.5 | 0.25 | K
FG | PIPE INSUL -NO WRAP | FIBER GLASS | SINGLE MATERIAL | NONE | PIPES | YES | NO | 5 | 0.25 | K
FG | PIPE INSUL -NO WRAP | FIBER GLASS | SINGLE MATERIAL | NONE | PIPES | YES | NO | 5.5 | 0.25 | K
FG | PIPE INSUL -NO WRAP | FIBER GLASS | SINGLE MATERIAL | NONE | PIPES | YES | NO | 6 | 0.25 | K
FG | R-4.3 WATER HTR | FIBER GLASS | FACED SINGLE MATERIAL | PLASTIC | WTR HTR | YES | YES | 1.25 | 4.3 | R
FG | R-4.8 WATER HTR | FIBER GLASS | FACED SINGLE MATERIAL | PLASTIC | WTR HTR | YES | YES | 1.5 | 4.8 | R
FG | R-6.9 WATER HTR | FIBER GLASS | FACED SINGLE MATERIAL | PLASTIC | WTR HTR | YES | YES | 2 | 6.9 | R
FG | U DUCT WRAP T 50 | FIBER GLASS | SINGLE MATERIAL | NONE | DUCTS | YES | NO | 1.5 | 3.6 | R
FG | U DUCT WRAP T 50 | FIBER GLASS | SINGLE MATERIAL | NONE | DUCTS | YES | NO | 2 | 4.8 | R
FG | U DUCT WRAP T 50 | FIBER GLASS | SINGLE MATERIAL | NONE | DUCTS | YES | NO | 3 | 7.3 | R
FG | U DUCT WRAP T 75 | FIBER GLASS | SINGLE MATERIAL | NONE | DUCTS | YES | NO | 1 | 2.6 | R
FG | U DUCT WRAP T 75 | FIBER GLASS | SINGLE MATERIAL | NONE | DUCTS | YES | NO | 1.5 | 3.9 | R
FG | U DUCT WRAP T 75 | FIBER GLASS | SINGLE MATERIAL | NONE | DUCTS | YES | NO | 2 | 5.2 | R
FG | U DUCT WRAP T 75 | FIBER GLASS | SINGLE MATERIAL | NONE | DUCTS | YES | NO | 3 | 7.8 | R
FG | U DUCT WRAP T100 | FIBER GLASS | SINGLE MATERIAL | NONE | DUCTS | YES | NO | 1 | 2.8 | R
FG | U DUCT WRAP T100 | FIBER GLASS | SINGLE MATERIAL | NONE | DUCTS | YES | NO | 1.5 | 4.2 | R
FG | U DUCT WRAP T100 | FIBER GLASS | SINGLE MATERIAL | NONE | DUCTS | YES | NO | 2 | 5.6 | R
FG | U DUCT WRAP T150 | FIBER GLASS | SINGLE MATERIAL | NONE | DUCTS | YES | NO | 1 | 3 | R
FG | U DUCT WRAP T150 | FIBER GLASS | SINGLE MATERIAL | NONE | DUCTS | YES | NO | 1.5 | 4.5 | R
FG | WATER HEATER TOP | FIBER GLASS | FACED SINGLE MATERIAL | PLASTIC | WTR HTR | YES | YES | 2 | --- | ---
FG | WTRHTRKIT-CAL ED | FIBER GLASS | FACED SINGLE MATERIAL | PLASTIC | WTR HTR | YES | YES | 1.75 | 5.6 | R
FG | WTRHTRKIT-R 5.2 | FIBER GLASS | FACED SINGLE MATERIAL | PLASTIC | WTR HTR | YES | YES | 1.5 | 5.2 | R
FG | WTRHTRKIT R 6.4 | FIBER GLASS | FACED SINGLE MATERIAL | PLASTIC | WTR HTR | YES | YES | 2 | 6.4 | R
FG | WTRHTRKIT R 12 | FIBER GLASS | FACED SINGLE MATERIAL | PLASTIC | WTR HTR | YES | YES | 4 | 12 | R
* DESCRIPTION OF BRAND CODES:
FG = FIBERGLAS
Silvercote - T 1557 |  |  |  | Updated 06/30/2023
GBP | WATER HEATER | FIBER GLASS | FACED SINGLE MATERIAL | PLASTIC | WTR HTR | YES | NO | 2 | 0.31 | K
GBP | WATER HEATER | FIBER GLASS | FACED SINGLE MATERIAL | PLASTIC | WTR HTR | YES | NO | 3 | 0.3 | K
* DESCRIPTION OF BRAND CODES:
GBP = GBP SILVERCOTE
Polyisocyanurate Water Heater, Duct & Pipe Wrap
Johns Manville - T 1341 |  |  |  | Updated 01/14/2021
JM | XSPECT® ISOFOAM APF BOARD | ISOCYANURATE | FACED SINGLE MATERIAL | METAL FOIL | EQUIP/DUCT | NO | YES | 0.5 | 2.7 | R
JM | XSPECT® ISOFOAM APF BOARD | ISOCYANURATE | FACED SINGLE MATERIAL | METAL FOIL | EQUIP/DUCT | NO | YES | 1 | 6 | R
JM | XSPECT® ISOFOAM APF BOARD | ISOCYANURATE | FACED SINGLE MATERIAL | METAL FOIL | EQUIP/DUCT | NO | YES | 1.5 | 9.3 | R
JM | XSPECT® ISOFOAM APF BOARD | ISOCYANURATE | FACED SINGLE MATERIAL | METAL FOIL | EQUIP/DUCT | NO | YES | 2 | 13 | R
JM | XSPECT® ISOFOAM APF BOARD | ISOCYANURATE | FACED SINGLE MATERIAL | METAL FOIL | EQUIP/DUCT | NO | YES | 2.5 | 16 | R
JM | XSPECT® ISOFOAM APF BOARD | ISOCYANURATE | FACED SINGLE MATERIAL | METAL FOIL | EQUIP/DUCT | NO | YES | 3 | 19 | R
JM | XSPECT® ISOFOAM APF BOARD | ISOCYANURATE | FACED SINGLE MATERIAL | METAL FOIL | EQUIP/DUCT | NO | YES | 3.5 | 22 | R
JM | XSPECT® ISOFOAM APF BOARD | ISOCYANURATE | FACED SINGLE MATERIAL | METAL FOIL | EQUIP/DUCT | NO | YES | 4 | 26 | R
* DESCRIPTION OF BRAND CODES:
JM = JOHNS MANVILLE
Note on A5: CERTAINTEED
Note on A6: CERTAINTEED
Note on A7: CERTAINTEED
Note on A8: CERTAINTEED
Note on A9: CERTAINTEED
Note on A10: CERTAINTEED
Note on A11: CERTAINTEED
Note on A12: CERTAINTEED
Note on A13: CERTAINTEED
Note on A14: CERTAINTEED
Note on A15: CERTAINTEED
Note on A16: CERTAINTEED
Note on A17: CERTAINTEED
Note on A18: CERTAINTEED
Note on A19: CERTAINTEED
Note on A20: CERTAINTEED
Note on A21: CERTAINTEED
Note on A22: CERTAINTEED
Note on A23: CERTAINTEED
Note on A24: CERTAINTEED
Note on A25: CERTAINTEED
Note on A26: CERTAINTEED
Note on A27: CERTAINTEED
Note on A28: CERTAINTEED
Note on A29: CERTAINTEED
Note on A30: CERTAINTEED
Note on A31: CERTAINTEED
Note on A32: CERTAINTEED
Note on A33: CERTAINTEED
Note on A34: CERTAINTEED
Note on A35: CERTAINTEED
Note on A36: CERTAINTEED
Note on A37: CERTAINTEED
Note on A38: CERTAINTEED
Note on A39: CERTAINTEED
Note on A40: CERTAINTEED
Note on A41: CERTAINTEED
Note on A42: CERTAINTEED
Note on A43: CERTAINTEED
Note on A44: CERTAINTEED
Note on A45: CERTAINTEED
Note on A46: CERTAINTEED
Note on A47: CERTAINTEED
Note on A48: CERTAINTEED
Note on A49: CERTAINTEED
Note on A50: CERTAINTEED
Note on A51: CERTAINTEED
Note on A52: CERTAINTEED
Note on A53: CERTAINTEED
Note on A54: CERTAINTEED
Note on A55: CERTAINTEED
Note on A56: CERTAINTEED
Note on A57: CERTAINTEED
Note on A58: CERTAINTEED
Note on A59: CERTAINTEED
Note on A60: CERTAINTEED
Note on A61: CERTAINTEED
Note on A62: CERTAINTEED
Note on A63: CERTAINTEED
Note on A64: CERTAINTEED
Note on A65: CERTAINTEED
Note on A66: CERTAINTEED
Note on A67: CERTAINTEED
Note on A68: CERTAINTEED
Note on A69: CERTAINTEED
Note on A70: CERTAINTEED
Note on A71: CERTAINTEED
Note on A72: CERTAINTEED
Note on A73: CERTAINTEED
Note on A74: CERTAINTEED
Note on A75: CERTAINTEED
Note on A76: CERTAINTEED
Note on A77: CERTAINTEED
Note on A78: CERTAINTEED
Note on A79: CERTAINTEED
Note on A80: CERTAINTEED
Note on A81: CERTAINTEED
Note on A82: CERTAINTEED
Note on A83: CERTAINTEED
Note on A84: CERTAINTEED
Note on A85: CERTAINTEED
Note on A86: CERTAINTEED
Note on A87: CERTAINTEED
Note on A88: CERTAINTEED
Note on A89: CERTAINTEED
Note on A90: CERTAINTEED
Note on A91: CERTAINTEED
Note on A92: CERTAINTEED
Note on A93: CERTAINTEED
Note on A94: CERTAINTEED
Note on A95: CERTAINTEED
Note on A96: CERTAINTEED
Note on A97: CERTAINTEED
Note on A98: CERTAINTEED
Note on A99: CERTAINTEED
Note on A100: CERTAINTEED
Note on A101: CERTAINTEED
Note on A102: CERTAINTEED
Note on A103: CERTAINTEED
Note on A104: CERTAINTEED
Note on A105: CERTAINTEED
Note on A106: CERTAINTEED
Note on A107: CERTAINTEED
Note on A108: CERTAINTEED
Note on A109: CERTAINTEED
Note on A110: CERTAINTEED
Note on A111: CERTAINTEED
Note on A112: CERTAINTEED
Note on A113: CERTAINTEED
Note on A114: CERTAINTEED
Note on A121: JOHNS MANVILLE
Note on A122: JOHNS MANVILLE
Note on A123: JOHNS MANVILLE
Note on A124: JOHNS MANVILLE
Note on A125: JOHNS MANVILLE
Note on A126: JOHNS MANVILLE
Note on A127: JOHNS MANVILLE
Note on A128: JOHNS MANVILLE
Note on A129: JOHNS MANVILLE
Note on A130: JOHNS MANVILLE
Note on A131: JOHNS MANVILLE
Note on A132: JOHNS MANVILLE
Note on A133: JOHNS MANVILLE
Note on A134: JOHNS MANVILLE
Note on A135: JOHNS MANVILLE
Note on A136: JOHNS MANVILLE
Note on A137: JOHNS MANVILLE
Note on A138: JOHNS MANVILLE
Note on A139: JOHNS MANVILLE
Note on A140: JOHNS MANVILLE
Note on A141: JOHNS MANVILLE
Note on A142: JOHNS MANVILLE
Note on A143: JOHNS MANVILLE
Note on A144: JOHNS MANVILLE
Note on A145: JOHNS MANVILLE
Note on A146: JOHNS MANVILLE
Note on A147: JOHNS MANVILLE
Note on A148: JOHNS MANVILLE
Note on A149: JOHNS MANVILLE
Note on A150: JOHNS MANVILLE
Note on A151: JOHNS MANVILLE
Note on A152: JOHNS MANVILLE
Note on A153: JOHNS MANVILLE
Note on A154: JOHNS MANVILLE
Note on A155: JOHNS MANVILLE
Note on A156: JOHNS MANVILLE
Note on A157: JOHNS MANVILLE
Note on A158: JOHNS MANVILLE
Note on A159: JOHNS MANVILLE
Note on A160: JOHNS MANVILLE
Note on A161: JOHNS MANVILLE
Note on A162: JOHNS MANVILLE
Note on A163: JOHNS MANVILLE
Note on A164: JOHNS MANVILLE
Note on A165: JOHNS MANVILLE
Note on A166: JOHNS MANVILLE
Note on A167: JOHNS MANVILLE
Note on A168: JOHNS MANVILLE
Note on A169: JOHNS MANVILLE
Note on A170: JOHNS MANVILLE
Note on A171: JOHNS MANVILLE
Note on A172: JOHNS MANVILLE
Note on A173: JOHNS MANVILLE
Note on A174: JOHNS MANVILLE
Note on A175: JOHNS MANVILLE
Note on A176: JOHNS MANVILLE
Note on A177: JOHNS MANVILLE
Note on A178: JOHNS MANVILLE
Note on A179: JOHNS MANVILLE
Note on A180: JOHNS MANVILLE
Note on A181: JOHNS MANVILLE
Note on A182: JOHNS MANVILLE
Note on A183: JOHNS MANVILLE
Note on A184: JOHNS MANVILLE
Note on A185: JOHNS MANVILLE
Note on A186: JOHNS MANVILLE
Note on A187: JOHNS MANVILLE
Note on A188: JOHNS MANVILLE
Note on A189: JOHNS MANVILLE
Note on A190: JOHNS MANVILLE
Note on A191: JOHNS MANVILLE
Note on A192: JOHNS MANVILLE
Note on A193: JOHNS MANVILLE
Note on A194: JOHNS MANVILLE
Note on A195: JOHNS MANVILLE
Note on A196: JOHNS MANVILLE
Note on A197: JOHNS MANVILLE
Note on A198: JOHNS MANVILLE
Note on A199: JOHNS MANVILLE
Note on A200: JOHNS MANVILLE
Note on A201: JOHNS MANVILLE
Note on A202: JOHNS MANVILLE
Note on A203: JOHNS MANVILLE
Note on A204: JOHNS MANVILLE
Note on A205: JOHNS MANVILLE
Note on A206: JOHNS MANVILLE
Note on A207: JOHNS MANVILLE
Note on A208: JOHNS MANVILLE
Note on A209: JOHNS MANVILLE
Note on A210: JOHNS MANVILLE
Note on A211: JOHNS MANVILLE
Note on A212: JOHNS MANVILLE
Note on A213: JOHNS MANVILLE
Note on A214: JOHNS MANVILLE
Note on A215: JOHNS MANVILLE
Note on A216: JOHNS MANVILLE
Note on A217: JOHNS MANVILLE
Note on A218: JOHNS MANVILLE
Note on A219: JOHNS MANVILLE
Note on A220: JOHNS MANVILLE
Note on A221: JOHNS MANVILLE
Note on A222: JOHNS MANVILLE
Note on A223: JOHNS MANVILLE
Note on A224: JOHNS MANVILLE
Note on A225: JOHNS MANVILLE
Note on A226: JOHNS MANVILLE
Note on A227: JOHNS MANVILLE
Note on A228: JOHNS MANVILLE
Note on A229: JOHNS MANVILLE
Note on A230: JOHNS MANVILLE
Note on A231: JOHNS MANVILLE
Note on A232: JOHNS MANVILLE
Note on A233: JOHNS MANVILLE
Note on A234: JOHNS MANVILLE
Note on A235: JOHNS MANVILLE
Note on A236: JOHNS MANVILLE
Note on A237: JOHNS MANVILLE
Note on A238: JOHNS MANVILLE
Note on A239: JOHNS MANVILLE
Note on A240: JOHNS MANVILLE
Note on A241: JOHNS MANVILLE
Note on A242: JOHNS MANVILLE
Note on A243: JOHNS MANVILLE
Note on A244: JOHNS MANVILLE
Note on A245: JOHNS MANVILLE
Note on A246: JOHNS MANVILLE
Note on A247: JOHNS MANVILLE
Note on A248: JOHNS MANVILLE
Note on A249: JOHNS MANVILLE
Note on A250: JOHNS MANVILLE
Note on A251: JOHNS MANVILLE
Note on A252: JOHNS MANVILLE
Note on A253: JOHNS MANVILLE
Note on A254: JOHNS MANVILLE
Note on A255: JOHNS MANVILLE
Note on A256: JOHNS MANVILLE
Note on A257: JOHNS MANVILLE
Note on A258: JOHNS MANVILLE
Note on A259: JOHNS MANVILLE
Note on A260: JOHNS MANVILLE
Note on A261: JOHNS MANVILLE
Note on A262: JOHNS MANVILLE
Note on A263: JOHNS MANVILLE
Note on A264: JOHNS MANVILLE
Note on A265: JOHNS MANVILLE
Note on A266: JOHNS MANVILLE
Note on A267: JOHNS MANVILLE
Note on A268: JOHNS MANVILLE
Note on A269: JOHNS MANVILLE
Note on A270: JOHNS MANVILLE
Note on A271: JOHNS MANVILLE
Note on A272: JOHNS MANVILLE
Note on A273: JOHNS MANVILLE
Note on A274: JOHNS MANVILLE
Note on A275: JOHNS MANVILLE
Note on A276: JOHNS MANVILLE
Note on A277: JOHNS MANVILLE
Note on A278: JOHNS MANVILLE
Note on A279: JOHNS MANVILLE
Note on A280: JOHNS MANVILLE
Note on A281: JOHNS MANVILLE
Note on A282: JOHNS MANVILLE
Note on A283: JOHNS MANVILLE
Note on A284: JOHNS MANVILLE
Note on A285: JOHNS MANVILLE
Note on A286: JOHNS MANVILLE
Note on A287: JOHNS MANVILLE
Note on A288: JOHNS MANVILLE
Note on A289: JOHNS MANVILLE
Note on A290: JOHNS MANVILLE
Note on A291: JOHNS MANVILLE
Note on A292: JOHNS MANVILLE
Note on A293: JOHNS MANVILLE
Note on A294: JOHNS MANVILLE
Note on A295: JOHNS MANVILLE
Note on A296: JOHNS MANVILLE
Note on A297: JOHNS MANVILLE
Note on A298: JOHNS MANVILLE
Note on A299: JOHNS MANVILLE
Note on A300: JOHNS MANVILLE
Note on A301: JOHNS MANVILLE
Note on A302: JOHNS MANVILLE
Note on A303: JOHNS MANVILLE
Note on A304: JOHNS MANVILLE
Note on A305: JOHNS MANVILLE
Note on A306: JOHNS MANVILLE
Note on A307: JOHNS MANVILLE
Note on A308: JOHNS MANVILLE
Note on A309: JOHNS MANVILLE
Note on A310: JOHNS MANVILLE
Note on A311: JOHNS MANVILLE
Note on A312: JOHNS MANVILLE
Note on A313: JOHNS MANVILLE
Note on A314: JOHNS MANVILLE
Note on A315: JOHNS MANVILLE
Note on A316: JOHNS MANVILLE
Note on A317: JOHNS MANVILLE
Note on A318: JOHNS MANVILLE
Note on A319: JOHNS MANVILLE
Note on A320: JOHNS MANVILLE
Note on A321: JOHNS MANVILLE
Note on A322: JOHNS MANVILLE
Note on A323: JOHNS MANVILLE
Note on A324: JOHNS MANVILLE
Note on A325: JOHNS MANVILLE
Note on A326: JOHNS MANVILLE
Note on A327: JOHNS MANVILLE
Note on A328: JOHNS MANVILLE
Note on A329: JOHNS MANVILLE
Note on A330: JOHNS MANVILLE
Note on A331: JOHNS MANVILLE
Note on A332: JOHNS MANVILLE
Note on A333: JOHNS MANVILLE
Note on A334: JOHNS MANVILLE
Note on A335: JOHNS MANVILLE
Note on A336: JOHNS MANVILLE
Note on A337: JOHNS MANVILLE
Note on A338: JOHNS MANVILLE
Note on A339: JOHNS MANVILLE
Note on A340: JOHNS MANVILLE
Note on A341: JOHNS MANVILLE
Note on A342: JOHNS MANVILLE
Note on A343: JOHNS MANVILLE
Note on A344: JOHNS MANVILLE
Note on A345: JOHNS MANVILLE
Note on A346: JOHNS MANVILLE
Note on A347: JOHNS MANVILLE
Note on A348: JOHNS MANVILLE
Note on A349: JOHNS MANVILLE
Note on A350: JOHNS MANVILLE
Note on A351: JOHNS MANVILLE
Note on A352: JOHNS MANVILLE
Note on A353: JOHNS MANVILLE
Note on A354: JOHNS MANVILLE
Note on A355: JOHNS MANVILLE
Note on A356: JOHNS MANVILLE
Note on A357: JOHNS MANVILLE
Note on A358: JOHNS MANVILLE
Note on A359: JOHNS MANVILLE
Note on A360: JOHNS MANVILLE
Note on A361: JOHNS MANVILLE
Note on A362: JOHNS MANVILLE
Note on A363: JOHNS MANVILLE
Note on A364: JOHNS MANVILLE
Note on A365: JOHNS MANVILLE
Note on A366: JOHNS MANVILLE
Note on A367: JOHNS MANVILLE
Note on A368: JOHNS MANVILLE
Note on A369: JOHNS MANVILLE
Note on A370: JOHNS MANVILLE
Note on A371: JOHNS MANVILLE
Note on A372: JOHNS MANVILLE
Note on A373: JOHNS MANVILLE
Note on A374: JOHNS MANVILLE
Note on A375: JOHNS MANVILLE
Note on A376: JOHNS MANVILLE
Note on A377: JOHNS MANVILLE
Note on A378: JOHNS MANVILLE
Note on A379: JOHNS MANVILLE
Note on A380: JOHNS MANVILLE
Note on A381: JOHNS MANVILLE
Note on A382: JOHNS MANVILLE
Note on A383: JOHNS MANVILLE
Note on A384: JOHNS MANVILLE
Note on A385: JOHNS MANVILLE
Note on A386: JOHNS MANVILLE
Note on A387: JOHNS MANVILLE
Note on A388: JOHNS MANVILLE
Note on A389: JOHNS MANVILLE
Note on A390: JOHNS MANVILLE
Note on A391: JOHNS MANVILLE
Note on A392: JOHNS MANVILLE
Note on A393: JOHNS MANVILLE
Note on A394: JOHNS MANVILLE
Note on A395: JOHNS MANVILLE
Note on A396: JOHNS MANVILLE
Note on A397: JOHNS MANVILLE
Note on A398: JOHNS MANVILLE
Note on A399: JOHNS MANVILLE
Note on A400: JOHNS MANVILLE
Note on A401: JOHNS MANVILLE
Note on A402: JOHNS MANVILLE
Note on A403: JOHNS MANVILLE
Note on A404: JOHNS MANVILLE
Note on A405: JOHNS MANVILLE
Note on A406: JOHNS MANVILLE
Note on A407: JOHNS MANVILLE
Note on A408: JOHNS MANVILLE
Note on A409: JOHNS MANVILLE
Note on A410: JOHNS MANVILLE
Note on A411: JOHNS MANVILLE
Note on A412: JOHNS MANVILLE
Note on A413: JOHNS MANVILLE
Note on A414: JOHNS MANVILLE
Note on A415: JOHNS MANVILLE
Note on A416: JOHNS MANVILLE
Note on A417: JOHNS MANVILLE
Note on A418: JOHNS MANVILLE
Note on A427: KNAUF INSULATION
Note on A428: KNAUF INSULATION
Note on A429: KNAUF INSULATION
Note on A430: KNAUF INSULATION
Note on A431: KNAUF INSULATION
Note on A432: KNAUF INSULATION
Note on A433: KNAUF INSULATION
Note on A434: KNAUF INSULATION
Note on A435: KNAUF INSULATION
Note on A436: KNAUF INSULATION
Note on A437: KNAUF INSULATION
Note on A438: KNAUF INSULATION
Note on A439: KNAUF INSULATION
Note on A440: KNAUF INSULATION
Note on A441: KNAUF INSULATION
Note on A442: KNAUF INSULATION
Note on A443: KNAUF INSULATION
Note on A444: KNAUF INSULATION
Note on A445: KNAUF INSULATION
Note on A446: KNAUF INSULATION
Note on A447: KNAUF INSULATION
Note on A448: KNAUF INSULATION
Note on A449: KNAUF INSULATION
Note on A450: KNAUF INSULATION
Note on A451: KNAUF INSULATION
Note on A452: KNAUF INSULATION
Note on A453: KNAUF INSULATION
Note on A454: KNAUF INSULATION
Note on A455: KNAUF INSULATION
Note on A456: KNAUF INSULATION
Note on A457: KNAUF INSULATION
Note on A458: KNAUF INSULATION
Note on A459: KNAUF INSULATION
Note on A460: KNAUF INSULATION
Note on A461: KNAUF INSULATION
Note on A462: KNAUF INSULATION
Note on A463: KNAUF INSULATION
Note on A464: KNAUF INSULATION
Note on A465: KNAUF INSULATION
Note on A466: KNAUF INSULATION
Note on A467: KNAUF INSULATION
Note on A468: KNAUF INSULATION
Note on A469: KNAUF INSULATION
Note on A470: KNAUF INSULATION
Note on A471: KNAUF INSULATION
Note on A472: KNAUF INSULATION
Note on A473: KNAUF INSULATION
Note on A474: KNAUF INSULATION
Note on A475: KNAUF INSULATION
Note on A476: KNAUF INSULATION
Note on A477: KNAUF INSULATION
Note on A478: KNAUF INSULATION
Note on A479: KNAUF INSULATION
Note on A480: KNAUF INSULATION
Note on A481: KNAUF INSULATION
Note on A482: KNAUF INSULATION
Note on A483: KNAUF INSULATION
Note on A484: KNAUF INSULATION
Note on A485: KNAUF INSULATION
Note on A486: KNAUF INSULATION
Note on A487: KNAUF INSULATION
Note on A488: KNAUF INSULATION
Note on A489: KNAUF INSULATION
Note on A490: KNAUF INSULATION
Note on A491: KNAUF INSULATION
Note on A492: KNAUF INSULATION
Note on A493: KNAUF INSULATION
Note on A494: KNAUF INSULATION
Note on A495: KNAUF INSULATION
Note on A496: KNAUF INSULATION
Note on A497: KNAUF INSULATION
Note on A498: KNAUF INSULATION
Note on A499: KNAUF INSULATION
Note on A500: KNAUF INSULATION
Note on A501: KNAUF INSULATION
Note on A502: KNAUF INSULATION
Note on A503: KNAUF INSULATION
Note on A510: M-D BUILDING PRODUCTS
Note on A511: M-D BUILDING PRODUCTS
Note on A518: FIBERGLAS
Note on A519: FIBERGLAS
Note on A520: FIBERGLAS
Note on A521: FIBERGLAS
Note on A522: FIBERGLAS
Note on A523: FIBERGLAS
Note on A524: FIBERGLAS
Note on A525: FIBERGLAS
Note on A526: FIBERGLAS
Note on A527: FIBERGLAS
Note on A528: FIBERGLAS
Note on A529: FIBERGLAS
Note on A530: FIBERGLAS
Note on A531: FIBERGLAS
Note on A532: FIBERGLAS
Note on A533: FIBERGLAS
Note on A534: FIBERGLAS
Note on A535: FIBERGLAS
Note on A536: FIBERGLAS
Note on A537: FIBERGLAS
Note on A538: FIBERGLAS
Note on A539: FIBERGLAS
Note on A540: FIBERGLAS
Note on A541: FIBERGLAS
Note on A542: FIBERGLAS
Note on A543: FIBERGLAS
Note on A544: FIBERGLAS
Note on A545: FIBERGLAS
Note on A546: FIBERGLAS
Note on A547: FIBERGLAS
Note on A548: FIBERGLAS
Note on A549: FIBERGLAS
Note on A550: FIBERGLAS
Note on A551: FIBERGLAS
Note on A552: FIBERGLAS
Note on A553: FIBERGLAS
Note on A554: FIBERGLAS
Note on A555: FIBERGLAS
Note on A556: FIBERGLAS
Note on A557: FIBERGLAS
Note on A558: FIBERGLAS
Note on A559: FIBERGLAS
Note on A560: FIBERGLAS
Note on A561: FIBERGLAS
Note on A562: FIBERGLAS
Note on A563: FIBERGLAS
Note on A564: FIBERGLAS
Note on A565: FIBERGLAS
Note on A566: FIBERGLAS
Note on A567: FIBERGLAS
Note on A568: FIBERGLAS
Note on A569: FIBERGLAS
Note on A570: FIBERGLAS
Note on A571: FIBERGLAS
Note on A572: FIBERGLAS
Note on A573: FIBERGLAS
Note on A574: FIBERGLAS
Note on A575: FIBERGLAS
Note on A576: FIBERGLAS
Note on A577: FIBERGLAS
Note on A578: FIBERGLAS
Note on A579: FIBERGLAS
Note on A580: FIBERGLAS
Note on A581: FIBERGLAS
Note on A582: FIBERGLAS
Note on A583: FIBERGLAS
Note on A584: FIBERGLAS
Note on A585: FIBERGLAS
Note on A586: FIBERGLAS
Note on A587: FIBERGLAS
Note on A588: FIBERGLAS
Note on A589: FIBERGLAS
Note on A590: FIBERGLAS
Note on A591: FIBERGLAS
Note on A592: FIBERGLAS
Note on A593: FIBERGLAS
Note on A594: FIBERGLAS
Note on A595: FIBERGLAS
Note on A596: FIBERGLAS
Note on A597: FIBERGLAS
Note on A598: FIBERGLAS
Note on A599: FIBERGLAS
Note on A600: FIBERGLAS
Note on A601: FIBERGLAS
Note on A602: FIBERGLAS
Note on A603: FIBERGLAS
Note on A610: GBP SILVERCOTE
Note on A611: GBP SILVERCOTE
Note on A619: JOHNS MANVILLE
Note on A620: JOHNS MANVILLE
Note on A621: JOHNS MANVILLE
Note on A622: JOHNS MANVILLE
Note on A623: JOHNS MANVILLE
Note on A624: JOHNS MANVILLE
Note on A625: JOHNS MANVILLE
Note on A626: JOHNS MANVILLE